## BOQ Master
BOQ Book | Area | Item Reference | Description | Quantity | Main Brand | Approved Alternative Brands | Individual Specification (page/reference)
Book 1 | General |  | Cost of analysing and certifying samples of stainless steel used in custom fabrication | lot
Book 1 | Basement - Chef's Room Office | CRO 3 | Wireless Temperature Monitoring System | 1 | Temptrak | Monika | Book 1 – Page 5 (Int. Ref 745-0001)
Book 1 | Basement - Storage Area | STO 1 | Floor Channel with Odor Trap & Grating - 1050mm As Per Plan | 1 | Custom fabrication | None (custom-fabricated item) | Book 1 – Page 8 (Int. Ref 708-0017)
Book 1 | Basement - Storage Area | STO 2 | Fly Killer - 100m2 Room Coverage to suit site | 2 | Insectocutor | Branderburg, Johnson Group | Book 1 – Page 9 (Int. Ref 720-0002)
Book 1 | Basement - Storage Area | STO 3 | Anodized Aluminium Slatted 4 Tier Rack | 16 | Hupfer | DSS, Metro, Tournus, Tonon | Book 1 – Page 10 (Int. Ref 221-0021)
Book 1 | Basement - Storage Area | STO 4 | Polypropylene Dunnage Rack - 1360 kg | 4 | Cambro | DSS, Carlisle, Metro | Book 1 – Page 11 (Int. Ref 711-0033)
Book 1 | Basement - Storage Area | STO 5 | Cold Room Water Chilled - Beverage Chiller 7 Sq Mtr | 1 | DESMON | TSSC, TCTI | Book 1 – Page 12 (Int. Ref 901-0042)
Book 1 | Basement - Seafood Preparation | SFP 1 | Floor Channel with Odor Trap & Grating - 350mm As Per Plan | 2 | Custom fabrication | None (custom-fabricated item) | Book 1 – Page 14 (Int. Ref 708-0023)
Book 1 | Basement - Seafood Preparation | SFP 2 | Cantilevered wash hand basin - knee control | 1 | Tournus | DSS, Sofinor, Eagle Group, Mechline | Book 1 – Page 15 (Int. Ref 130-0001)
Book 1 | Basement - Seafood Preparation | SFP 3 | Fly Killer - 100m2 Room Coverage to suit site | 1 | Insectocutor | Branderburg, Johnson Group | Book 1 – Page 16 (Int. Ref 720-0002)
Book 1 | Basement - Seafood Preparation | SFP 4 | Plasma Ionisation Smell Reduction Unit | 1 | HVAC Plasmaclean | Mechline Hygenikx, Aerox | Book 1 – Page 17 (Int. Ref 749-0002)
Book 1 | Basement - Seafood Preparation | SFP 5 | Knife Steriliser with UV Light -15 Knife 1 Door Cabinet with Magnetized Bar | 1 | Tournus | Sofinor, Bourgeat | Book 1 – Page 18 (Int. Ref 130-0026)
Book 1 | Basement - Seafood Preparation | SFP 6 | Table - Wall Type with undershelf 2mm top * | 1 | Custom fabrication | None (custom-fabricated item) | Book 1 – Page 19 (Int. Ref 910-0001)
Book 1 | Basement - Seafood Preparation | SFP 7 | Table Top Electronic Scale 15 kg | 1 | ADE | Salter, Cardinal, AveryWeigh | Book 1 – Page 20 (Int. Ref 591-0007)
Book 1 | Basement - Seafood Preparation | SFP 8 | Mobile Waste Bin - Brute Undercounter | 1 | Rubbermaid | Cambro, Trolly and Bin | Book 1 – Page 21 (Int. Ref 737-0003)
Book 1 | Basement - Seafood Preparation | SFP 9 | 2-Door Fish Refrigerated Preparation Table with Sink with blue color cutting board | 1 | Custom fabrication | None (custom-fabricated item) | Book 1 – Page 22 (Int. Ref 811-0062)
Book 1 | Basement - Seafood Preparation | SFP 10 | Self Contained Ice Maker 60 kg day w/ 26kg Bin (water-cooled) | 1 | Hoshizaki | Scotsman, Ice-O-Matic, Manitowoc | Book 1 – Page 23 (Int. Ref 734-0006A)
Book 1 | Basement - Seafood Preparation | SFP 10a | Filter System For Ice Production Machines | 1 | Everpure | Culligan, So-Safe | Book 1 – Page 24 (Int. Ref 139-0015)
Book 1 | Basement - Seafood Preparation | SFP 11 | Table - Wall Type with undershelf 2mm top * | 1 | Custom fabrication | None (custom-fabricated item) | Book 1 – Page 25 (Int. Ref 910-0001)
Book 1 | Basement - Seafood Preparation | SFP 12 | Single Wall Shelf * | 1 | Custom fabrication | None (custom-fabricated item) | Book 1 – Page 26 (Int. Ref 129-0079)
Book 1 | Basement - Seafood Preparation | SFP 13 | Vacuum Packing Machine - Tabletop 420mm Standard Execution 40 m3/hr pump & silencer | 1 | Boss | Sous Vide Tools, Minipack | Book 1 – Page 27 (Int. Ref 001-0017)
Book 1 | Basement - Seafood Preparation | SFP 14 | Cold Room Water Chilled - Seafood Chiller 5.5 Sq Mtr | 1 | DESMON | TSSC, TCTI | Book 1 – Page 28 (Int. Ref 901-0042)
Book 1 | Basement - Seafood Preparation | SFP 14a | Environmental Standard( Low Power - Extended Food Life) - Mineral Absorber for Cold /Freezer Rooms | 2 | Humitech . Ireland | Ecoroq Australia, Humico PTE of Singapore | Book 1 – Page 29 (Int. Ref 901-0050)
Book 1 | Basement - Seafood Preparation | SFP 15 | Freezer Room Water Chilled - Seafood Freezer 6 Sq Mtr | 1 | DESMON | TSSC, TCTI | Book 1 – Page 30 (Int. Ref 901-0043)
Book 1 | Basement - Seafood Preparation | SFP 15a | Environmental Standard( Low Power - Extended Food Life) - Mineral Absorber for Cold /Freezer Rooms | 3 | Humitech . Ireland | Ecoroq Australia, Humico PTE of Singapore | Book 1 – Page 31 (Int. Ref 901-0050)
Book 1 | Basement - Seafood Preparation | SFP 17 | Anodized Aluminium Slatted 4 Tier Rack | 4 | Hupfer | DSS, Metro, Tournus, Tonon | Book 1 – Page 33 (Int. Ref 221-0021)
Book 1 | Basement - Seafood Preparation | SFP 18 | Floor Channel with Odor Trap & Grating - 1050mm As Per Plan | 2 | Custom fabrication | None (custom-fabricated item) | Book 1 – Page 34 (Int. Ref 708-0017)
Book 1 | Basement - Meat Preparation | MPR 1 | Floor Channel with Odor Trap & Grating - 450mmx350mm As Per Plan | 1 | Custom fabrication | None (custom-fabricated item) | Book 1 – Page 36 (Int. Ref 708-0023A)
Book 1 | Basement - Meat Preparation | MPR 2 | Cantilevered wash hand basin - knee control | 1 | Tournus | DSS, Sofinor, Eagle Group, Mechline | Book 1 – Page 37 (Int. Ref 130-0001)
Book 1 | Basement - Meat Preparation | MPR 3 | Fly Killer - 100m2 Room Coverage to suit site | 1 | Insectocutor | Branderburg, Johnson Group | Book 1 – Page 38 (Int. Ref 720-0002)
Book 1 | Basement - Meat Preparation | MPR 4 | Plasma Ionisation Smell Reduction Unit | 1 | HVAC Plasmaclean | Mechline Hygenikx, Aerox | Book 1 – Page 39 (Int. Ref 749-0002)
Book 1 | Basement - Meat Preparation | MPR 5 | Knife Steriliser with UV Light -15 Knife 1 Door Cabinet with Magnetized Bar | 1 | Tournus | Sofinor, Bourgeat | Book 1 – Page 40 (Int. Ref 130-0026)
Book 1 | Basement - Meat Preparation | MPR 6 | Table - Wall Type with single bowl sink, undershelf and drawer nest. 2mm top * | 1 | Custom fabrication | None (custom-fabricated item) | Book 1 – Page 41 (Int. Ref 910-0004A)
Book 1 | Basement - Meat Preparation | MPR 6a | Faucet and other Attachments - Preparation Table | 1 | T&S Brass | Klarco, Kraus | Book 1 – Page 42 (Int. Ref 128-0001)
Book 1 | Basement - Meat Preparation | MPR 7 | Table Top Electronic Scale 15 kg | 1 | ADE | Salter, Cardinal, AveryWeigh | Book 1 – Page 43 (Int. Ref 591-0007)
Book 1 | Basement - Meat Preparation | MPR 8 | Mobile Waste Bin - Brute Undercounter | 1 | Rubbermaid | Cambro, Trolly and Bin | Book 1 – Page 44 (Int. Ref 737-0003)
Book 1 | Basement - Meat Preparation | MPR 9 | Polymer cutting surface _Red Color* | 1 | Custom |  | Book 1 – Page 45 (Int. Ref 000-0267)
Book 1 | Basement - Meat Preparation | MPR 10 | Meat Grinder 10 kg/min | 1 | Powerline | Hobart corp.com), Dito Sama | Book 1 – Page 46 (Int. Ref 474-0003)
Book 1 | Basement - Meat Preparation | MPR 11 | Upright Slimline Freezer - 1 Door 1/1 - 325L | 1 | Infrico | Williams, Destar | Book 1 – Page 47 (Int. Ref 736-0080)
Book 1 | Basement - Meat Preparation | MPR 12 | Single Wall Shelf * | 1 | Custom fabrication | None (custom-fabricated item) | Book 1 – Page 48 (Int. Ref 129-0079)
Book 1 | Basement - Meat Preparation | MPR 13 | Vacuum Packing Machine - Tabletop 420mm Standard Execution 40 m3/hr pump & silencer | 1 | Boss | Sous Vide Tools, Minipack | Book 1 – Page 49 (Int. Ref 001-0017)
Book 1 | Basement - Meat Preparation | MPR 14 | Stainless Steel Bench Top Bone Saw | 1 | Bizerba | Hobart | Book 1 – Page 50 (Int. Ref 809-0041)
Book 1 | Basement - Meat Preparation | MPR 15 | Table - Wall Type with drop down top to accommodate table top equipment and integral angle ledge unit. 2mm top * | 1 | Custom fabrication | None (custom-fabricated item) | Book 1 – Page 51 (Int. Ref 910-0002B)
Book 1 | Basement - Meat Preparation | MPR 17 | Cold Room Water Chilled - Meat Chiller 6 Sq Mtr | 1 | DESMON | TSSC, TCTI | Book 1 – Page 53 (Int. Ref 901-0042)
Book 1 | Basement - Meat Preparation | MPR 17a | Environmental Standard( Low Power - Extended Food Life) - Mineral Absorber for Cold /Freezer Rooms | 3 | Humitech . Ireland | Ecoroq Australia, Humico PTE of Singapore | Book 1 – Page 54 (Int. Ref 901-0050)
Book 1 | Basement - Meat Preparation | MPR 18 | Freezer Room Water Chilled - Meat Freezer 6 Sq Mtr | 1 | DESMON | TSSC, TCTI | Book 1 – Page 55 (Int. Ref 901-0043)
Book 1 | Basement - Meat Preparation | MPR 18a | Environmental Standard( Low Power - Extended Food Life) - Mineral Absorber for Cold /Freezer Rooms | 3 | Humitech . Ireland | Ecoroq Australia, Humico PTE of Singapore | Book 1 – Page 56 (Int. Ref 901-0050)
Book 1 | Basement - Meat Preparation | MPR 19 | Anodized Aluminium Slatted 4 Tier Rack | 8 | Hupfer | DSS, Metro, Tournus, Tonon | Book 1 – Page 57 (Int. Ref 221-0021)
Book 1 | Basement - Poultry Preparation | PPR 2 | Cantilevered wash hand basin - knee control | 1 | Tournus | DSS, Sofinor, Eagle Group, Mechline | Book 1 – Page 60 (Int. Ref 130-0001)
Book 1 | Basement - Poultry Preparation | PPR 3 | Fly Killer - 100m2 Room Coverage to suit site | 1 | Insectocutor | Branderburg, Johnson Group | Book 1 – Page 61 (Int. Ref 720-0002)
Book 1 | Basement - Poultry Preparation | PPR 4 | Plasma Ionisation Smell Reduction Unit | 1 | HVAC Plasmaclean | Mechline Hygenikx, Aerox | Book 1 – Page 62 (Int. Ref 749-0002)
Book 1 | Basement - Poultry Preparation | PPR 5 | Knife Steriliser with UV Light -15 Knife 1 Door Cabinet with Magnetized Bar | 1 | Tournus | Sofinor, Bourgeat | Book 1 – Page 63 (Int. Ref 130-0026)
Book 1 | Basement - Poultry Preparation | PPR 6 | Table - Wall Type with single bowl sink, undershelf and drawer nest. 2mm top * | 1 | Custom fabrication | None (custom-fabricated item) | Book 1 – Page 64 (Int. Ref 910-0004A)
Book 1 | Basement - Poultry Preparation | PPR 6a | Faucet and other Attachments - Sink Unit | 1 | T&S Brass | Klarco, Kraus | Book 1 – Page 65 (Int. Ref 128-0002)
Book 1 | Basement - Poultry Preparation | PPR 7 | Table Top Electronic Scale 15 kg | 1 | ADE | Salter, Cardinal, AveryWeigh | Book 1 – Page 66 (Int. Ref 591-0007)
Book 1 | Basement - Poultry Preparation | PPR 8 | Mobile Waste Bin - Brute Undercounter | 1 | Rubbermaid | Cambro, Trolly and Bin | Book 1 – Page 67 (Int. Ref 737-0003)
Book 1 | Basement - Poultry Preparation | PPR 9 | Polymer cutting surface _Yellow Color* | 1 | Custom |  | Book 1 – Page 68 (Int. Ref 000-0267)
Book 1 | Basement - Poultry Preparation | PPR 10 | Meat Grinder 10 kg/min | 1 | Powerline | Hobart corp.com), Dito Sama | Book 1 – Page 69 (Int. Ref 474-0003)
Book 1 | Basement - Poultry Preparation | PPR 11 | Upright Slimline Freezer - 1 Door 1/1 - 325L | 1 | Infrico | Williams, Destar | Book 1 – Page 70 (Int. Ref 736-0080)
Book 1 | Basement - Poultry Preparation | PPR 12 | Single Wall Shelf * | 2 | Custom fabrication | None (custom-fabricated item) | Book 1 – Page 71 (Int. Ref 129-0079)
Book 1 | Basement - Poultry Preparation | PPR 13 | Vacuum Packing Machine - Tabletop 420mm Standard Execution 40 m3/hr pump & silencer | 1 | Boss | Sous Vide Tools, Minipack | Book 1 – Page 72 (Int. Ref 001-0017)
Book 1 | Basement - Poultry Preparation | PPR 14 | Table - Wall Type with drop down top to accommodate table top equipment and integral angle ledge unit. 2mm top * | 1 | Custom fabrication | None (custom-fabricated item) | Book 1 – Page 73 (Int. Ref 910-0002B)
Book 1 | Basement - Poultry Preparation | PPR 15 | Angle Ledge Trolley | 2 | Hupfer | DSS, Metro, Tonon | Book 1 – Page 74 (Int. Ref 221-0002)
Book 1 | Basement - Poultry Preparation | PPR 17 | Cold Room Water Chilled - Poultry Chiller 5.5 Sq Mtr | 1 | DESMON | TSSC, TCTI | Book 1 – Page 76 (Int. Ref 901-0042)
Book 1 | Basement - Poultry Preparation | PPR 17a | Environmental Standard( Low Power - Extended Food Life) - Mineral Absorber for Cold /Freezer Rooms | 3 | Humitech . Ireland | Ecoroq Australia, Humico PTE of Singapore | Book 1 – Page 77 (Int. Ref 901-0050)
Book 1 | Basement - Poultry Preparation | PPR 18 | Freezer Room Water Chilled - Poultry Freezer 6 Sq Mtr | 1 | DESMON | TSSC, TCTI | Book 1 – Page 78 (Int. Ref 901-0043)
Book 1 | Basement - Poultry Preparation | PPR 18b | Environmental Standard( Low Power - Extended Food Life) - Mineral Absorber for Cold /Freezer Rooms | 3 | Humitech . Ireland | Ecoroq Australia, Humico PTE of Singapore | Book 1 – Page 79 (Int. Ref 901-0050)
Book 1 | Basement - Poultry Preparation | PPR 19 | Anodized Aluminium Slatted 4 Tier Rack | 4 | Hupfer | DSS, Metro, Tournus, Tonon | Book 1 – Page 80 (Int. Ref 221-0021)
Book 1 | Basement - Fruit & Veg Preparation | FPR 1 | Floor Channel with Odor Trap & Grating - 1050mm As Per Plan | 1 | Custom fabrication | None (custom-fabricated item) | Book 1 – Page 82 (Int. Ref 708-0017)
Book 1 | Basement - Fruit & Veg Preparation | FPR 2 | Cantilevered wash hand basin - knee control | 1 | Tournus | DSS, Sofinor, Eagle Group, Mechline | Book 1 – Page 83 (Int. Ref 130-0001)
Book 1 | Basement - Fruit & Veg Preparation | FPR 3 | Fly Killer - 100m2 Room Coverage to suit site | 1 | Insectocutor | Branderburg, Johnson Group | Book 1 – Page 84 (Int. Ref 720-0002)
Book 1 | Basement - Fruit & Veg Preparation | FPR 4 | Plasma Ionisation Smell Reduction Unit | 1 | HVAC Plasmaclean | Mechline Hygenikx, Aerox | Book 1 – Page 85 (Int. Ref 749-0002)
Book 1 | Basement - Fruit & Veg Preparation | FPR 5 | Knife Steriliser with UV Light -15 Knife 1 Door Cabinet with Magnetized Bar | 1 | Tournus | Sofinor, Bourgeat | Book 1 – Page 86 (Int. Ref 130-0026)
Book 1 | Basement - Fruit & Veg Preparation | FPR 6 | Table - Wall Type with single bowl sink, undershelf and integral angle ledge unit plus drawer nest. 2mm top * | 1 | Custom fabrication | None (custom-fabricated item) | Book 1 – Page 87 (Int. Ref 910-0004D)
Book 1 | Basement - Fruit & Veg Preparation | FPR 6a | Faucet and other Attachments - Sink Unit | 1 | T&S Brass | Klarco, Kraus | Book 1 – Page 88 (Int. Ref 128-0002)
Book 1 | Basement - Fruit & Veg Preparation | FPR 7 | Table Top Electronic Scale 15 kg | 1 | ADE | Salter, Cardinal, AveryWeigh | Book 1 – Page 89 (Int. Ref 591-0007)
Book 1 | Basement - Fruit & Veg Preparation | FPR 8 | Mobile Waste Bin - Brute Undercounter | 2 | Rubbermaid | Cambro, Trolly and Bin | Book 1 – Page 90 (Int. Ref 737-0003)
Book 1 | Basement - Fruit & Veg Preparation | FPR 9 | Polymer cutting surface _Green Color* | 2 | Custom |  | Book 1 – Page 91 (Int. Ref 000-0267)
Book 1 | Basement - Fruit & Veg Preparation | FPR 10 | Food Processor 5.9 ltrs Variable Speed | 1 | Robot Coupe | Dito Sama, Hobart | Book 1 – Page 92 (Int. Ref 001-0032B)
Book 1 | Basement - Fruit & Veg Preparation | FPR 11 | Upright Slimline Freezer - 1 Door 1/1 - 325L | 1 | Infrico | Williams, Destar | Book 1 – Page 93 (Int. Ref 736-0080)
Book 1 | Basement - Fruit & Veg Preparation | FPR 12 | Single Wall Shelf * | 4 | Custom fabrication | None (custom-fabricated item) | Book 1 – Page 94 (Int. Ref 129-0079)
Book 1 | Basement - Fruit & Veg Preparation | FPR 13 | Commercial Food Processor 4.5 ltr | 1 | Robot Coupe | Hobart, Dito Sama | Book 1 – Page 95 (Int. Ref 186-0013)
Book 1 | Basement - Fruit & Veg Preparation | FPR 14 | Commercial Blender with Sound Enclosure - 2.1 Ltr/Jar | 1 | Blendtec | Hamilton Beach, Vitamix | Book 1 – Page 96 (Int. Ref 811-0034)
Book 1 | Basement - Fruit & Veg Preparation | FPR 15 | Undercounter Refrigerator 1 Solid Door - 150L | 1 | Infrico | Williams, Destar | Book 1 – Page 97 (Int. Ref 736-0070)
Book 1 | Basement - Fruit & Veg Preparation | FPR 16 | Angle Ledge Trolley | 1 | Hupfer | DSS, Metro, Tonon | Book 1 – Page 98 (Int. Ref 221-0002)
Book 1 | Basement - Fruit & Veg Preparation | FPR 17 | Cold Room Water Chilled - Fruit Veg Chiller 11 Sq Mtr | 1 | DESMON | TSSC, TCTI | Book 1 – Page 99 (Int. Ref 901-0042)
Book 1 | Basement - Fruit & Veg Preparation | FPR 17A | Environmental Standard( Low Power - Extended Food Life) - Mineral Absorber for Cold /Freezer Rooms | 5 | Humitech . Ireland | Ecoroq Australia, Humico PTE of Singapore | Book 1 – Page 100 (Int. Ref 901-0050)
Book 1 | Basement - Fruit & Veg Preparation | FPR 18 | Automatic Multifruit Juicer | 1 | Zumex | AJC, Santos, Hamilton beach | Book 1 – Page 101 (Int. Ref 157-0004B)
Book 1 | Basement - Fruit & Veg Preparation | FPR 19 | Anodized Aluminium Slatted 4 Tier Rack | 12 | Hupfer | DSS, Metro, Tournus, Tonon | Book 1 – Page 102 (Int. Ref 221-0021)
Book 1 | Basement - Fruit & Veg Preparation | FPR 20 | Cold Room Water Chilled - General Chiller 8 Sq Mtr | 1 | DESMON | TSSC, TCTI | Book 1 – Page 103 (Int. Ref 901-0042)
Book 1 | Basement - Fruit & Veg Preparation | FPR 20A | Environmental Standard( Low Power - Extended Food Life) - Mineral Absorber for Cold /Freezer Rooms | 4 | Humitech . Ireland | Ecoroq Australia, Humico PTE of Singapore | Book 1 – Page 104 (Int. Ref 901-0050)
Book 1 | Basement - Fruit & Veg Preparation | FPR 21 | Freezer Room Water Chilled - General Freezer 7.5 Sq Mtr | 1 | DESMON | TSSC, TCTI | Book 1 – Page 105 (Int. Ref 901-0043)
Book 1 | Basement - Fruit & Veg Preparation | FPR 21A | Environmental Standard( Low Power - Extended Food Life) - Mineral Absorber for Cold /Freezer Rooms | 4 | Humitech . Ireland | Ecoroq Australia, Humico PTE of Singapore | Book 1 – Page 106 (Int. Ref 901-0050)
Book 1 | Basement - Fruit & Veg Preparation | FPR 22 | Vacuum Packing Machine - Tabletop 420mm Standard Execution 40 m3/hr pump & silencer | 1 | Boss | Sous Vide Tools, Minipack | Book 1 – Page 107 (Int. Ref 001-0017)
Book 1 | Basement - Fruit & Veg Preparation | FPR 23 | Table - Wall Type with single bowl sink, undershelf and integral angle ledge unit. 2mm top * | 1 | Custom fabrication | None (custom-fabricated item) | Book 1 – Page 108 (Int. Ref 910-0004B)
Book 1 | Basement - Fruit & Veg Preparation | FPR 23a | Faucet and other Attachments - Sink Unit | 1 | T&S Brass | Klarco, Kraus | Book 1 – Page 109 (Int. Ref 128-0002)
Book 1 | Basement - Fruit & Veg Preparation | FPR 24 | Counter Refrigerator - 2 Doors GN 1/1 -305L Biscuit Top | 1 | Infrico | Williams, Destar | Book 1 – Page 110 (Int. Ref 736-0007B)
Book 1 | Basement - Central Washing Area | WAS 1 | Floor Channel with Odor Trap & Grating - 350mm As Per Plan | 1 | Custom fabrication | None (custom-fabricated item) | Book 1 – Page 112 (Int. Ref 708-0023)
Book 1 | Basement - Central Washing Area | WAS 2 | Cantilevered wash hand basin - knee control | 1 | Tournus | DSS, Sofinor, Eagle Group, Mechline | Book 1 – Page 113 (Int. Ref 130-0001)
Book 1 | Basement - Central Washing Area | WAS 3 | Fly Killer - 100m2 Room Coverage to suit site | 1 | Insectocutor | Branderburg, Johnson Group | Book 1 – Page 114 (Int. Ref 720-0002)
Book 1 | Basement - Central Washing Area | WAS 4 | Plasma Ionisation Smell Reduction Unit | 1 | HVAC Plasmaclean | Mechline Hygenikx, Aerox | Book 1 – Page 115 (Int. Ref 749-0002)
Book 1 | Basement - Central Washing Area | WAS 5 | Stainless Steel Sorting Table * | 1 | Custom fabrication | None (custom-fabricated item) | Book 1 – Page 116 (Int. Ref 129-0043)
Book 1 | Basement - Central Washing Area | WAS 6 | Undercounter Dish/Glass/Tray/Cutlery Washer - 65 racks/h, 50x50 cm Rack Size | 1 | Winterhalter | Meiko, Hobart Germany | Book 1 – Page 117 (Int. Ref 586-0004)
Book 1 | Basement - Central Washing Area | WAS 6a | Filter System For Scale Prevention & Corrosion Control for Dishwasher /Glass washer | 1 | Everpure | Culligan, So-Safe | Book 1 – Page 118 (Int. Ref 139-0004)
Book 1 | Basement - Central Washing Area | WAS 7 | Stainless Steel Inlet Sink Table * | 1 | Custom fabrication | None (custom-fabricated item) | Book 1 – Page 119 (Int. Ref 129-0044)
Book 1 | Basement - Central Washing Area | WAS 7a | Faucet and other Attachments -Spray Faucet | 1 | T&S Brass | Klarco, Kraus | Book 1 – Page 120 (Int. Ref 128-0004)
Book 1 | Basement - Central Washing Area | WAS 8 | Single Tank Rack Conveyor Dishwashing Machine - 130racks/h | 1 | winterhalter | Meiko | Book 1 – Page 121 (Int. Ref 001-0091A)
Book 1 | Basement - Central Washing Area | WAS 8a | Filter/Softening System For Rack & Flight Dishwashers | 1 | Pentair | Culligan, So-Safe | Book 1 – Page 122 (Int. Ref 139-0006)
Book 1 | Basement - Central Washing Area | WAS 9 | Vapour Hood - 3000 cu mtrs per hour exhaust * | 1 | Custom fabrication | None (custom-fabricated item) | Book 1 – Page 123 (Int. Ref 129-0027A)
Book 1 | Basement - Central Washing Area | WAS 10 | 90 deg Corner Chain Conveyor | 1 | Custom fabrication | None (custom-fabricated item) | Book 1 – Page 124 (Int. Ref 129-0086)
Book 1 | Basement - Central Washing Area | WAS 11 | Roller Exit Table | 1 | Custom fabrication | None (custom-fabricated item) | Book 1 – Page 125 (Int. Ref 131-0012)
Book 1 | Basement - Central Washing Area | WAS 12 | Anodized Aluminium Slatted 4 Tier Rack | 4 | Hupfer | DSS, Metro, Tournus, Tonon | Book 1 – Page 126 (Int. Ref 221-0021)
Book 1 | Basement - Central Washing Area | WAS 13 | Cam Dollies Dish Rack w/ Handle | 2 | Cambro | Carlisle, Metro | Book 1 – Page 127 (Int. Ref 711-0040A)
Book 1 | Basement - Central Washing Area | WAS 14 | Wall Mounted Air Curtain _to suit Door width | 1 | Olefini | Mars, Panasonic | Book 1 – Page 128 (Int. Ref 378-0002)
Book 1 | Basement - Central Washing Area | WAS 15 | Plate Transport Dish Caddy | 2 | Cambro | Carlisle, Metro | Book 1 – Page 129 (Int. Ref 711-0039A)
Book 1 | Basement - Central Washing Area | WAS 17 | Overhead Wash Rack Holder * | 1 | Custom fabrication | None (custom-fabricated item) | Book 1 – Page 131 (Int. Ref 129-0015)
Book 1 | Basement - Central Washing Area | WAS 18 | 1 Compartment Waste Refrigerator for 120 L or 240 L | 1 | Primax /MGK . /UAE | Destar, Gamko, Viessmann | Book 1 – Page 132 (Int. Ref 471-0023)
Book 1 | Basement - Central Washing Area | WAS 19 | Retractable Open Hose Reel, Stainless Steel - 50' Hose Length (15M) | 1 | T&S Brass | Klarco, Randell | Book 1 – Page 133 (Int. Ref 471-0005)
Book 1 | Basement - Potwash Area | POT 1 | Floor Channel with Odor Trap & Grating - 350mm As Per Plan | 1 | Custom fabrication | None (custom-fabricated item) | Book 1 – Page 135 (Int. Ref 708-0023)
Book 1 | Basement - Potwash Area | POT 2 | Cantilevered wash hand basin - knee control | 1 | Tournus | DSS, Sofinor, Eagle Group, Mechline | Book 1 – Page 136 (Int. Ref 130-0001)
Book 1 | Basement - Potwash Area | POT 3 | Fly Killer - 100m2 Room Coverage to suit site | 1 | Insectocutor | Branderburg, Johnson Group | Book 1 – Page 137 (Int. Ref 720-0002)
Book 1 | Basement - Potwash Area | POT 4 | Plasma Ionisation Smell Reduction Unit | 1 | HVAC Plasmaclean | Mechline Hygenikx, Aerox | Book 1 – Page 138 (Int. Ref 749-0002)
Book 1 | Basement - Potwash Area | POT 5 | Mobile Waste Bin Slim Jim Step-On (Beige color) | 1 | Rubbermaid | Carlisle, Green Revolution, Cosmoplast | Book 1 – Page 139 (Int. Ref 737-0001)
Book 1 | Basement - Potwash Area | POT 6 | S.S. General Purpose Trolley- Heavy Duty | 2 | Hupfer | DSS, Metro, Tonon | Book 1 – Page 140 (Int. Ref 221-0029)
Book 1 | Basement - Potwash Area | POT 7 | Custom Overhead Pot Rack * | 2 | Custom fabrication | None (custom-fabricated item) | Book 1 – Page 141 (Int. Ref 000-0258)
Book 1 | Basement - Potwash Area | POT 8 | Triple bowl sink, twin drainer - 80 cm deep * | 1 | Custom fabrication | None (custom-fabricated item) | Book 1 – Page 142 (Int. Ref 129-0007)
Book 1 | Basement - Potwash Area | POT 8a | Faucet and other Attachments -Faucet plus Spray Faucet | 1 | T&S Brass | Klarco, Kraus | Book 1 – Page 143 (Int. Ref 128-0003)
Book 1 | Basement - Potwash Area | POT 9 | Mobile Sorting Table * | 1 | Local Fabrication | 0 | Book 1 – Page 144 (Int. Ref 001-0011)
Book 1 | Basement - Potwash Area | POT 10 | Granule Potwasher w/ 2 trolleys and 2 cassettes - 264 GN1/1 per hour | 1 | Nordisk | meiko, winterhalter | Book 1 – Page 145 (Int. Ref 809-0061)
Book 1 | Basement - Potwash Area | POT 10a | Filter/Softening System For Rack & Flight Dishwashers | 1 | Pentair | Culligan, So-Safe | Book 1 – Page 146 (Int. Ref 139-0006)
Book 1 | Basement - Potwash Area | POT 11 | Vapour Hood - 1500 cu mtrs per hour exhaust * | 1 | Custom fabrication | None (custom-fabricated item) | Book 1 – Page 147 (Int. Ref 129-0027)
Book 1 | Basement - Potwash Area | POT 12 | Mobile Waste Bin - Brute Undercounter | 1 | Rubbermaid | Cambro, Trolly and Bin | Book 1 – Page 148 (Int. Ref 737-0003)
Book 1 | Basement - Potwash Area | POT 13 | Anodized Aluminium Slatted 4 Tier Rack | 2 | Hupfer | DSS, Metro, Tournus, Tonon | Book 1 – Page 149 (Int. Ref 221-0021)
Book 1 | Basement - Potwash Area | POT 14 | Retractable Open Hose Reel, Stainless Steel - 50' Hose Length (15M) | 1 | T&S Brass | Klarco, Randell | Book 1 – Page 150 (Int. Ref 471-0005)
Book 1 | Basement - Hot Kitchen Area | MDA 1 | Floor Channel with Odor Trap & Grating - 1050mm As Per Plan | 4 | Custom fabrication | None (custom-fabricated item) | Book 1 – Page 153 (Int. Ref 708-0017)
Book 1 | Basement - Hot Kitchen Area | MDA 2 | Cantilevered wash hand basin - knee control | 2 | Tournus | DSS, Sofinor, Eagle Group, Mechline | Book 1 – Page 154 (Int. Ref 130-0001)
Book 1 | Basement - Hot Kitchen Area | MDA 3 | Fly Killer - 100m2 Room Coverage to suit site | 1 | Insectocutor | Branderburg, Johnson Group | Book 1 – Page 155 (Int. Ref 720-0002)
Book 1 | Basement - Hot Kitchen Area | MDA 4 | Mobile Waste Bin - Brute Undercounter | 1 | Rubbermaid | Cambro, Trolly and Bin | Book 1 – Page 156 (Int. Ref 737-0003)
Book 1 | Basement - Hot Kitchen Area | MDA 5 | Mobile Waste Bin Slim Jim Step-On (Beige color) | 2 | Rubbermaid | Carlisle, Green Revolution, Cosmoplast | Book 1 – Page 157 (Int. Ref 737-0001)
Book 1 | Basement - Hot Kitchen Area | MDA 6 | Knife Steriliser with UV Light -15 Knife 1 Door Cabinet with Magnetized Bar | 1 | Tournus | Sofinor, Bourgeat | Book 1 – Page 158 (Int. Ref 130-0026)
Book 1 | Basement - Hot Kitchen Area | MDA 7 | Table - Wall Type with inset wash hand basin (pull out bin beneath), inset sink, undershelf and integral angle ledge unit. 2mm top * | 1 | Custom fabrication | None (custom-fabricated item) | Book 1 – Page 159 (Int. Ref 910-0005B)
Book 1 | Basement - Hot Kitchen Area | MDA 7a | Faucet and other Attachments - Preparation Table | 1 | T&S Brass | Klarco, Kraus | Book 1 – Page 160 (Int. Ref 128-0007)
Book 1 | Basement - Hot Kitchen Area | MDA 8 | Twin Open Wall Shelf * | 6 | Custom fabrication | None (custom-fabricated item) | Book 1 – Page 161 (Int. Ref 129-0028)
Book 1 | Basement - Hot Kitchen Area | MDA 9 | Undercounter Blast Chiller/Freezer 3 GN 1/1 - 10kg | 1 | Infrico | Williams, Destar | Book 1 – Page 162 (Int. Ref 736-0030A)
Book 1 | Basement - Hot Kitchen Area | MDA 11 | Table - Wall Type with single bowl sink, undershelf and integral angle ledge unit plus drawer nest. 2mm top * | 1 | Custom fabrication | None (custom-fabricated item) | Book 1 – Page 164 (Int. Ref 910-0004D)
Book 1 | Basement - Hot Kitchen Area | MDA 11a | Faucet and other Attachments - Preparation Table | 1 | T&S Brass | Klarco, Kraus | Book 1 – Page 165 (Int. Ref 128-0001)
Book 1 | Basement - Hot Kitchen Area | MDA 12 | Overhead Shelf _Table Mounted* | 2 | Custom fabrication | None (custom-fabricated item) | Book 1 – Page 166 (Int. Ref 000-0195)
Book 1 | Basement - Hot Kitchen Area | MDA 13 | Refrigerated Preparation Table - 2 Sections with 4 Drawers GN1/2 | 4 | Infrico | Williams, Destar | Book 1 – Page 167 (Int. Ref 736-0007E)
Book 1 | Basement - Hot Kitchen Area | MDA 14 | Table - Centre Type with undershelf 2mm top * | 1 | Custom fabrication | None (custom-fabricated item) | Book 1 – Page 168 (Int. Ref 910-0011)
Book 1 | Basement - Hot Kitchen Area | MDA 15 | Mobile Hot Holding Trolley - 14 x GN 1/1 | 1 | Scanbox | CIRCUM Hot/Cold-DSS, Alto-shaam, B.Pro, Moduline | Book 1 – Page 169 (Int. Ref 705-0021)
Book 1 | Basement - Hot Kitchen Area | MDA 16 | Electric Combi Steamer 20 x 1/1 GN | 3 | Convotherm | Rational, Unox, Eloma, 'MKN | Book 1 – Page 170 (Int. Ref 132-0007)
Book 1 | Basement - Hot Kitchen Area | MDA 16a | Filter System For Combi Steamers & Countertop steamers | 3 | Everpure | Culligan, So-Safe | Book 1 – Page 171 (Int. Ref 139-0010)
Book 1 | Basement - Hot Kitchen Area | MDA 17 | Flexi Chef Electric Bratt Pan Size 3 - 150 ltr | 1 | MKN | Electrolux, Bertos, Palux | Book 1 – Page 172 (Int. Ref 222-10064)
Book 1 | Basement - Hot Kitchen Area | MDA 18 | Electric Quick Boiling Kettle 100 ltr w/ Mixing Tap R 3/4" | 1 | MKN | Therma, Charvet, Ambach | Book 1 – Page 173 (Int. Ref 222-0020E)
Book 1 | Basement - Hot Kitchen Area | MDA 19 | Floor Channel with Odor Trap & Grating - 650mm x 900mm_As Per Plan | 2 | Custom fabrication | None (custom-fabricated item) | Book 1 – Page 174 (Int. Ref 708-0019)
Book 1 | Basement - Hot Kitchen Area | MDA 20 | PerformAir Self Cleaning Hood - Wall Type (1 Skin) w/ Pulsair Extract 6463. Conditioned 21-23° C dehumidified supply air 5494 linear diffuser set 1 mtr. from edge of hood. Balance air from other areas 969. All in c3/h. | 1 | Ginox | GIF, Halton, EcoAir, Avante | Book 1 – Page 175 (Int. Ref 339-0009)
Book 1 | Basement - Hot Kitchen Area | MDA 21 | Fire Suppression/Fighting System | 1 | Avenger System LLC / Falcon Fire & Safety Equip | Ansul, Synergy | Book 1 – Page 177 (Int. Ref 729-0002)
Book 1 | Basement - Hot Kitchen Area | MDA 22 | Table - Centre Type with undershelf 2mm top * | 1 | Custom fabrication | None (custom-fabricated item) | Book 1 – Page 178 (Int. Ref 910-0011)
Book 1 | Basement - Hot Kitchen Area | MDA 23 | Undercounter Freezer 1 Solid Door - 150L | 2 | Infrico | Williams, Destar | Book 1 – Page 179 (Int. Ref 736-0067)
Book 1 | Basement - Hot Kitchen Area | MDA 24 | Cold Room Water Chilled - Hot Kitchen Chiller 6 Sq Mtr | 1 | DESMON | TSSC, TCTI | Book 1 – Page 180 (Int. Ref 901-0042)
Book 1 | Basement - Hot Kitchen Area | MDA 24a | Environmental Standard( Low Power - Extended Food Life) - Mineral Absorber for Cold /Freezer Rooms | 3 | Humitech . Ireland | Ecoroq Australia, Humico PTE of Singapore | Book 1 – Page 181 (Int. Ref 901-0050)
Book 1 | Basement - Hot Kitchen Area | MDA 25 | Anodized Aluminium Slatted 4 Tier Rack | 3 | Hupfer | DSS, Metro, Tournus, Tonon | Book 1 – Page 182 (Int. Ref 221-0021)
Book 1 | Basement - Hot Kitchen Area | MDA 26 | Angle Ledge Trolley - Enclosed w Protective Cover | 10 | Hupfer | Tonon, DSS, Metro | Book 1 – Page 183 (Int. Ref 221-0009)
Book 1 | Basement - Hot Kitchen Area | MDA 27 | Upright Freezer- 1 Door GN 2/1 - 600L | 1 | Infrico | Williams, Destar | Book 1 – Page 184 (Int. Ref 736-0011)
Book 1 | Basement - Hot Kitchen Area | MDA 28 | Upright Refrigerator - 1 Door GN 2/1 - 600 lt | 2 | Infrico | Williams, Destar | Book 1 – Page 185 (Int. Ref 736-0002A)
Book 1 | Basement - Hot Kitchen Area | MDA 29 | PerformAir Self Cleaning Hood - Wall Type (1 Skin) w/ Pulsair Extract 1369. Conditioned 21-23° C dehumidified supply air 1164 linear diffuser set 1 mtr. from edge of hood. Balance air from other areas 205. All in c3/h. | 1 | Ginox | GIF, Halton, EcoAir, Avante | Book 1 – Page 186 (Int. Ref 339-0009)
Book 1 | Basement - Hot Kitchen Area | MDA 30 | Fire Suppression/Fighting System | 1 | Avenger System LLC / Falcon Fire & Safety Equip | Ansul, Synergy | Book 1 – Page 188 (Int. Ref 729-0002)
Book 1 | Basement - Hot Kitchen Area | MDA 31 | Stainless Steel Rack and Trays Dolleys with Handle | 1 | Tournus | 0 | Book 1 – Page 189 (Int. Ref 130-0016)
Book 1 | Basement - Hot Kitchen Area | MDA 32 | Work Table | 1 | MKN | Therma, Charvet, Ambach | Book 1 – Page 190 (Int. Ref 222-0013A)
Book 1 | Basement - Hot Kitchen Area | MDA 33 | Electric Salamander Vario Intelligence | 1 | MKN | Therma, Charvet, Ambach | Book 1 – Page 191 (Int. Ref 222-0067A)
Book 1 | Basement - Hot Kitchen Area | MDA 34 | Spreader Unit | 4 | MKN | Therma, Charvet, Ambach | Book 1 – Page 192 (Int. Ref 222-0003)
Book 1 | Basement - Hot Kitchen Area | MDA 35 | 6 Burner Gas Range with Gas Oven 2/1 Gn | 1 | MKN | Electrolux, Bertos, Palux | Book 1 – Page 193 (Int. Ref 222-10031)
Book 1 | Basement - Hot Kitchen Area | MDA 36 | Twin Well Fryer - Electric | 1 | MKN | Electrolux, Bertos, Palux | Book 1 – Page 194 (Int. Ref 222-10004E)
Book 1 | Basement - Hot Kitchen Area | MDA 37 | Electric Griddle Plate 2 Supra Smooth with Powerblock | 1 | MKN | Electrolux, Bertos, Palux | Book 1 – Page 195 (Int. Ref 222-10032)
Book 1 | Basement - Hot Kitchen Area | MDA 38 | Custom Service Panel and Overhead Pass Shelf -Slotted type* | 1 | Custom fabrication | None (custom-fabricated item) | Book 1 – Page 196 (Int. Ref 000-0257)
Book 1 | Basement - Hot Kitchen Area | MDA 39 | Gas Lava Stone Grill Argentina 2 | 1 | MKN | Therma, Charvet, Ambach | Book 1 – Page 197 (Int. Ref 222-0068A)
Book 1 | Basement - Hot Kitchen Area | MDA 40 | Solid Top w/ Gas Oven 2/1GN | 1 | MKN | Therma, Charvet, Ambach | Book 1 – Page 198 (Int. Ref 222-0007)
Book 1 | Basement - Hot Kitchen Area | MDA 41 | Electric Pasta Cooker | 1 | MKN | Therma, Charvet, Ambach | Book 1 – Page 199 (Int. Ref 222-0029)
Book 1 | Basement - Hot Kitchen Area | MDA 42 | PerformAir Self Cleaning Hood - Wall Type (1 Skin) w/ Pulsair Extract 16969. Conditioned 21-23° C dehumidified supply air 14424 linear diffuser set 1 mtr. from edge of hood. Balance air from other areas 2545. All in c3/h. | 1 | Ginox | GIF, Halton, EcoAir, Avante | Book 1 – Page 200 (Int. Ref 339-0009)
Book 1 | Basement - Hot Kitchen Area | MDA 43 | Fire Suppression/Fighting System | 1 | Avenger System LLC / Falcon Fire & Safety Equip | Ansul, Synergy | Book 1 – Page 202 (Int. Ref 729-0002)
Book 1 | Basement - Hot Kitchen Area | MDA 44 | Cold Room Water Chilled - HoldingChiller 8.5 Sq Mtr | 1 | DESMON | TSSC, TCTI | Book 1 – Page 203 (Int. Ref 901-0042)
Book 1 | Basement - Hot Kitchen Area | MDA 45 | Custom Fabricated Hot Cupboard with Sliding Door * | 1 | Custom fabrication | None (custom-fabricated item) | Book 1 – Page 204 (Int. Ref 000-0250A)
Book 1 | Basement - Bakery Area | JAA 2 | Cantilevered wash hand basin - knee control | 2 | Tournus | DSS, Sofinor, Eagle Group, Mechline | Book 1 – Page 209 (Int. Ref 130-0001)
Book 1 | Basement - Bakery Area | JAA 3 | Fly Killer - 100m2 Room Coverage to suit site | 2 | Insectocutor | Branderburg, Johnson Group | Book 1 – Page 210 (Int. Ref 720-0002)
Book 1 | Basement - Bakery Area | JAA 4 | Mobile Waste Bin Slim Jim Step-On (Beige color) | 2 | Rubbermaid | Carlisle, Green Revolution, Cosmoplast | Book 1 – Page 211 (Int. Ref 737-0001)
Book 1 | Basement - Bakery Area | JAA 5 | Knife Steriliser with UV Light -15 Knife 1 Door Cabinet with Magnetized Bar | 1 | Tournus | Sofinor, Bourgeat | Book 1 – Page 212 (Int. Ref 130-0026)
Book 1 | Basement - Bakery Area | JAA 6 | Table - Wall Type with single bowl sink and undershelf 2mm top * | 1 | Custom fabrication | None (custom-fabricated item) | Book 1 – Page 213 (Int. Ref 910-0004)
Book 1 | Basement - Bakery Area | JAA 6a | Faucet and other Attachments - Sink Unit | 1 | T&S Brass | Klarco, Kraus | Book 1 – Page 214 (Int. Ref 128-0002)
Book 1 | Basement - Bakery Area | JAA 7 | Twin Open Wall Shelf * | 2 | Custom fabrication | None (custom-fabricated item) | Book 1 – Page 215 (Int. Ref 129-0028)
Book 1 | Basement - Bakery Area | JAA 8 | 4 Tier Baking oven with Under proover - Mobile | 1 | miwe | Sveba Dahlen, Salva, Macpan | Book 1 – Page 216 (Int. Ref 001-0084)
Book 1 | Basement - Bakery Area | JAA 8a | Filter System For Deck Ovens | 1 | Everpure | Culligan, So-Safe | Book 1 – Page 217 (Int. Ref 139-0011)
Book 1 | Basement - Bakery Area | JAA 9 | Table - Centre Type with undershelf and drawer nest. 2mm top _With Marble Top* | 1 | Custom fabrication | None (custom-fabricated item) | Book 1 – Page 218 (Int. Ref 910-0011A)
Book 1 | Basement - Bakery Area | JAA 10 | Table Top Electronic Scale - up to 30 kg | 1 | ADE | Detecto, Cardinal | Book 1 – Page 219 (Int. Ref 591-0001)
Book 1 | Basement - Bakery Area | JAA 11 | Undercounter Refrigerator 1 Solid Door - 150L | 1 | Infrico | Williams, Destar | Book 1 – Page 220 (Int. Ref 736-0070)
Book 1 | Basement - Bakery Area | JAA 12 | Ingredient Bin _Flour Bin | 3 | Hupfer | cambro | Book 1 – Page 221 (Int. Ref 221-0005)
Book 1 | Basement - Bakery Area | JAA 13 | Undercounter Freezer 1 Solid Door - 150L | 1 | Infrico | Williams, Destar | Book 1 – Page 222 (Int. Ref 736-0067)
Book 1 | Basement - Bakery Area | JAA 14 | Pacojet 4 | 1 | Pacojet | Pacojet Switzerland | Book 1 – Page 223 (Int. Ref 175-0001A)
Book 1 | Basement - Bakery Area | JAA 15 | Combined Blender and Cooking System Tabletop | 1 | Thermomix | Hotmix Pro | Book 1 – Page 224 (Int. Ref 175-0008)
Book 1 | Basement - Bakery Area | JAA 16 | Table Top Mixer | 2 | Hobart | Powerline, Dito Sama | Book 1 – Page 225 (Int. Ref 811-0003)
Book 1 | Basement - Bakery Area | JAA 17 | Refrigerated Preparation Table - 2 Sections with 4 Drawers GN1/2 - for Bakery | 1 | Infrico | Williams, Destar | Book 1 – Page 226 (Int. Ref 736-0007E)
Book 1 | Basement - Bakery Area | JAA 18 | Small Baking Oven, Convection Oven with Steam Hood, lower drying cabinet | 1 | miwe | Sveba Dahlen, Salva, Macpan | Book 1 – Page 227 (Int. Ref 001-0083)
Book 1 | Basement - Bakery Area | JAA 18A | Filter System For Deck Ovens | 1 | Everpure | Culligan, So-Safe | Book 1 – Page 228 (Int. Ref 139-0011)
Book 1 | Basement - Bakery Area | JAA 19 | Spreader Unit | 2 | MKN | Therma, Charvet, Ambach | Book 1 – Page 229 (Int. Ref 222-0003)
Book 1 | Basement - Bakery Area | JAA 20 | Electric Range Vitro 2 Zone | 1 | MKN | Therma, Charvet, Ambach | Book 1 – Page 230 (Int. Ref 222-0027)
Book 1 | Basement - Bakery Area | JAA 21 | Electric Deep Fat Fryer -30 ltrs | 1 | MKN | Electrolux, Bertos, Palux | Book 1 – Page 231 (Int. Ref 222-10057A)
Book 1 | Basement - Bakery Area | JAA 22 | PerformAir Self Cleaning Hood - Wall Type (1 Skin) w/ Pulsair Extract 1968. Conditioned 21-23° C dehumidified supply air 1673 linear diffuser set 1 mtr. from edge of hood. Balance air from other areas 295. All in c3/h. | 1 | Ginox | GIF, Halton, EcoAir, Avante | Book 1 – Page 232 (Int. Ref 339-0009)
Book 1 | Basement - Bakery Area | JAA 23 | Fire Suppression/Fighting System | 1 | Avenger System LLC / Falcon Fire & Safety Equip | Ansul, Synergy | Book 1 – Page 234 (Int. Ref 729-0002)
Book 1 | Basement - Bakery Area | JAA 24 | Angle Ledge Trolley For Bakery Trays _Some not Shown | 8 | Hupfer | DSS, Metro, Tonon | Book 1 – Page 235 (Int. Ref 221-0002A)
Book 1 | Basement - Bakery Area | JAA 25 | Anodized Aluminium Slatted 4 Tier Rack | 2 | Hupfer | DSS, Metro, Tournus, Tonon | Book 1 – Page 236 (Int. Ref 221-0021)
Book 1 | Basement - Bakery Area | JAA 26 | Upright Dual Temperature Refrigerator/Freezer - 2 Doors GN 2/1 - 1400L | 2 | Infrico | Williams, Destar | Book 1 – Page 237 (Int. Ref 736-0053)
Book 1 | Basement - Bakery Area | JAA 27 | Upright Refrigerator - 2 Doors GN 2/1 - 1400L | 2 | Infrico | Williams, Destar | Book 1 – Page 239 (Int. Ref 736-0013B)
Book 1 | Basement - Bakery Area | JAA 28 | Self-Contained Reach in Blast Chiller and Shock Freezer 70kg - Air Cooled | 1 | Irinox | Williams, Ginox | Book 1 – Page 241 (Int. Ref 584-0008)
Book 1 | Basement - Bakery Area | JAA 31 | Utensil & Board Twin Bowl Sink * | 1 | Custom fabrication | None (custom-fabricated item) | Book 1 – Page 244 (Int. Ref 129-0127)
Book 1 | Basement - Bakery Area | JAA 31A | Faucet and other Attachments -Spray Faucet | 1 | T&S Brass | Klarco, Kraus | Book 1 – Page 245 (Int. Ref 128-0004)
Book 1 | Basement - Bakery Area | JAA 32 | Custom Overhead Pot Rack * | 2 | Custom fabrication | None (custom-fabricated item) | Book 1 – Page 246 (Int. Ref 000-0258)
Book 1 | Basement - Bakery Area | JAA 33 | Plasma Ionisation Smell Reduction Unit | 1 | HVAC Plasmaclean | Mechline Hygenikx, Aerox | Book 1 – Page 247 (Int. Ref 749-0002)
Book 1 | Basement - Bakery Area | JAA 34 | Retractable Open Hose Reel, Stainless Steel - 50' Hose Length (15M) | 1 | T&S Brass | Klarco, Randell | Book 1 – Page 248 (Int. Ref 471-0005)
Book 1 | Basement - Cold Kitchen Area | CDK 2 | Mobile Refrigerated Holding Trolley Single Door - 14 GN1/1 | 1 | Scanbox | CIRCUM Hot/Cold-DSS, Alto-shaam, B.Pro, Moduline | Book 1 – Page 251 (Int. Ref 705-0020)
Book 1 | Basement - Cold Kitchen Area | CDK 3 | Fly Killer - 100m2 Room Coverage to suit site | 1 | Insectocutor | Branderburg, Johnson Group | Book 1 – Page 252 (Int. Ref 720-0002)
Book 1 | Basement - Cold Kitchen Area | CDK 4 | Mobile Waste Bin Slim Jim Step-On (Beige color) | 1 | Rubbermaid | Carlisle, Green Revolution, Cosmoplast | Book 1 – Page 253 (Int. Ref 737-0001)
Book 1 | Basement - Cold Kitchen Area | CDK 5 | Table - Wall Type with inset wash hand basin (pull out bin beneath) and inset sink and undershelf. 2mm top * | 1 | Custom fabrication | None (custom-fabricated item) | Book 1 – Page 254 (Int. Ref 910-0005)
Book 1 | Basement - Cold Kitchen Area | CDK 5a | Faucet and other Attachments - Preparation Table | 1 | T&S Brass | Klarco, Kraus | Book 1 – Page 255 (Int. Ref 128-0001)
Book 1 | Basement - Cold Kitchen Area | CDK 6 | Knife Steriliser UV Light 25 Knives | 1 | Tournus | Sofinor, ISS( | Book 1 – Page 256 (Int. Ref 130-0002)
Book 1 | Basement - Cold Kitchen Area | CDK 7 | Combined Blender and Cooking System Tabletop | 1 | Thermomix | Hotmix Pro | Book 1 – Page 257 (Int. Ref 175-0008)
Book 1 | Basement - Cold Kitchen Area | CDK 8 | Food Processor 5.5 ltr Variable Speed | 1 | Robot Coupe | Hobart, Dito Sama | Book 1 – Page 258 (Int. Ref 186-0012A)
Book 1 | Basement - Cold Kitchen Area | CDK 9 | Automatic Meat Slicer | 1 | Berkel | Powerline, Hobart | Book 1 – Page 259 (Int. Ref 434-0006)
Book 1 | Basement - Cold Kitchen Area | CDK 10 | Refrigerated Preparation Table - 2 Sections with 4 Drawers GN1/2 | 1 | Infrico | Williams, Destar | Book 1 – Page 260 (Int. Ref 736-0007E)
Book 1 | Basement - Cold Kitchen Area | CDK 11 | Single Wall Shelf * | 4 | Custom fabrication | None (custom-fabricated item) | Book 1 – Page 261 (Int. Ref 129-0079)
Book 1 | Basement - Cold Kitchen Area | CDK 12 | Upright Dual Temp Refrigerator/Freezer- 2 Half Doors GN 2/1 -700L | 1 | Infrico | Williams, Destar | Book 1 – Page 262 (Int. Ref 736-0049)
Book 1 | Basement - Cold Kitchen Area | CDK 13 | Table - Wall Type with undershelf and drawer nest 2 mm top * | 1 | Custom fabrication | None (custom-fabricated item) | Book 1 – Page 263 (Int. Ref 910-0001A)
Book 1 | Basement - Cold Kitchen Area | CDK 14 | Undercounter Freezer 1 Solid Door - 150L | 1 | Infrico | Williams, Destar | Book 1 – Page 264 (Int. Ref 736-0067)
Book 1 | Basement - Cold Kitchen Area | CDK 15 | Pacojet 4 | 1 | Pacojet | Pacojet Switzerland | Book 1 – Page 265 (Int. Ref 175-0001A)
Book 1 | Basement - Cold Kitchen Area | CDK 16 | Saladette Unit Cap. 3x1/3 Pans and 1x1/2 pans - Stainless Cover _on shelf | 1 | Infrico | Williams, Destar | Book 1 – Page 266 (Int. Ref 736-0055B)
Book 1 | Basement - Cold Kitchen Area | CDK 17 | Twin Drawer Undercounter Warmer | 1 | Alto-Shaam | CIRCUM Hot/Cold-DSS, Hatco, Moffats, B.Pro | Book 1 – Page 267 (Int. Ref 705-0008)
Book 1 | Basement - Cold Kitchen Area | CDK 18 | Double Panini Contact Grill | 1 | Roller grill | Waring, Avantco | Book 1 – Page 268 (Int. Ref 143-0001)
Book 1 | Basement - Cold Kitchen Area | CDK 19 | Undercounter Refrigerator 1 Solid Door - 150L | 2 | Infrico | Williams, Destar | Book 1 – Page 269 (Int. Ref 736-0070)
Book 1 | Basement - Cold Kitchen Area | CDK 23 | Ice Cuber 240 kg/day w/ 217kg Bin - Water Cooled | 1 | Hoshizaki | Scotsman, Ice-O-Matic, Manitowoc | Book 1 – Page 273 (Int. Ref 734-0005F)
Book 1 | Basement - Cold Kitchen Area | CDK 24 | Upright Ice Flaker Machine 300kg/day with 210kg Bin - Air cooled | 1 | Hoshizaki | Scotsman, Ice-O-Matic, Manitowoc | Book 1 – Page 274 (Int. Ref 734-0001B)
Book 1 | Basement - Cold Kitchen Area | CDK 24a | Filter System For Ice Production Machines | 2 | Everpure | Culligan, So-Safe | Book 1 – Page 275 (Int. Ref 139-0002)
Book 1 | Basement - Cold Kitchen Area | CDK 25 | 46 kg Capacity Polymer Insulated Mobile Ice Dolly with Wheels and Insulated Sliding Lid _Some not Shown | 2 | Cambro | Carlisle, Metro | Book 1 – Page 276 (Int. Ref 711-0022)
Book 1 | Basement - Room Service Assembly | RMS 1 | Floor Channel with Odor Trap & Grating - 1050mm As Per Plan | 1 | Custom fabrication | None (custom-fabricated item) | Book 1 – Page 278 (Int. Ref 708-0017)
Book 1 | Basement - Room Service Assembly | RMS 2 | Cantilevered wash hand basin - knee control | 1 | Tournus | DSS, Sofinor, Eagle Group, Mechline | Book 1 – Page 279 (Int. Ref 130-0001)
Book 1 | Basement - Room Service Assembly | RMS 3 | Fly Killer - 100m2 Room Coverage to suit site | 1 | Insectocutor | Branderburg, Johnson Group | Book 1 – Page 280 (Int. Ref 720-0002)
Book 1 | Basement - Room Service Assembly | RMS 4 | Mobile Waste Bin - Brute Undercounter | 1 | Rubbermaid | Cambro, Trolly and Bin | Book 1 – Page 281 (Int. Ref 737-0003)
Book 1 | Basement - Room Service Assembly | RMS 5 | Table - Wall Type with single bowl sink, undershelf and drawer nest. 2mm top - with glass rack compartment* | 1 | Custom fabrication | None (custom-fabricated item) | Book 1 – Page 282 (Int. Ref 910-0004A)
Book 1 | Basement - Room Service Assembly | RMS 5a | Faucet and other Attachments - Preparation Table | 1 | T&S Brass | Klarco, Kraus | Book 1 – Page 283 (Int. Ref 128-0001)
Book 1 | Basement - Room Service Assembly | RMS 6 | Knife Steriliser with UV Light -15 Knife 1 Door Cabinet with Magnetized Bar | 1 | Tournus | Sofinor, Bourgeat | Book 1 – Page 284 (Int. Ref 130-0026)
Book 1 | Basement - Room Service Assembly | RMS 7 | Twin Open Wall Shelf * | 2 | Custom fabrication | None (custom-fabricated item) | Book 1 – Page 285 (Int. Ref 129-0028)
Book 1 | Basement - Room Service Assembly | RMS 8 | Instantaneous Heated Water Boiler - 30Lt. | 1 | YPT | elite Flame, Burco | Book 1 – Page 286 (Int. Ref 223-0012)
Book 1 | Basement - Room Service Assembly | RMS 8a | Filter System For Water Boiler | 1 | Everpure | Culligan, So-Safe | Book 1 – Page 287 (Int. Ref 139-0013)
Book 1 | Basement - Room Service Assembly | RMS 9 | Undercounter Refrigerator 1 Solid Door - 150L | 1 | Infrico | Williams, Destar | Book 1 – Page 288 (Int. Ref 736-0070)
Book 1 | Basement - Room Service Assembly | RMS 10 | Fully Automatic Coffee Machine Steam & Cappuccino with Refrigeration unit and Cup Warmer | 1 | conti | La Cimbali, 'Faema | Book 1 – Page 289 (Int. Ref 166-0010)
Book 1 | Basement - Room Service Assembly | RMS 10a | Filter system for espresso machines | 1 | Everpure | Culligan, So-Safe | Book 1 – Page 290 (Int. Ref 139-0001)
Book 1 | Basement - Room Service Assembly | RMS 11 | Undercounter Bottle Display Unit 2 Glass Doors - S/S Finish 193L | 1 | Infrico | Williams, Destar | Book 1 – Page 291 (Int. Ref 736-0029D)
Book 1 | Basement - Room Service Assembly | RMS 12 | Commercial Blender with Sound Enclosure - 2.1 Ltr/Jar | 1 | Blendtec | Hamilton Beach, Vitamix | Book 1 – Page 292 (Int. Ref 811-0034E)
Book 1 | Basement - Room Service Assembly | RMS 13 | Automatic Multifruit Juicer | 1 | Zumex | AJC, Santos, Hamilton beach | Book 1 – Page 293 (Int. Ref 157-0004B)
Book 1 | Basement - Room Service Assembly | RMS 14 | Upright Dual Temperature Refrigerator/Freezer - 2 Doors GN 2/1 - 1400L | 1 | Infrico | Williams, Destar | Book 1 – Page 294 (Int. Ref 736-0053)
Book 1 | Basement - Room Service Assembly | RMS 16 | Self Contained Ice Cuber 55 kg /day w/ 26kg Bin (Air-cooled) | 1 | Hoshizaki | Scotsman, Ice-O-Matic, Manitowoc | Book 1 – Page 296 (Int. Ref 734-0006)
Book 1 | Basement - Room Service Assembly | RMS 16a | Filter System For Under Counter Ice Production Machines | 1 | Everpure | Culligan, So-Safe | Book 1 – Page 297 (Int. Ref 139-0014)
Book 1 | Basement - Room Service Assembly | RMS 17 | Mobile Hot Holding Trolley - 14 x GN 1/1 | 1 | Scanbox | CIRCUM Hot/Cold-DSS, Alto-shaam, B.Pro, Moduline | Book 1 – Page 298 (Int. Ref 705-0021)
Book 1 | Basement - Room Service Assembly | RMS 18 | Mobile Refrigerated Holding Trolley Single Door - 14 GN1/1 | 1 | Scanbox | CIRCUM Hot/Cold-DSS, Alto-shaam, B.Pro, Moduline | Book 1 – Page 299 (Int. Ref 705-0020)
Book 1 | Basement - Room Service Assembly | RMS 19 | Room Service Trolley _Some not Shown | 25 | Caddie | IHS Global Alliance, Sico | Book 1 – Page 300 (Int. Ref 130-0003)
Book 1 | Basement - Room Service Assembly | RMS 20 | Hot Food Boxes _Some not Shown | 25 | SECO | Caddie | Book 1 – Page 301 (Int. Ref 811-0015)
Book 1 | Basement - Room Service Assembly | RMS 21 | Electric Battery Station for Heated Boxes (9) | 1 | IHS Global Alliance | Caddie | Book 1 – Page 302 (Int. Ref 130-0007)
Book 1 | Basement - Staff Severy Area | SDA 1 | Tray & Cutlery Dispenser for Plate & Cutlery* | 1 | Custom fabrication | None (custom-fabricated item) | Book 1 – Page 306 (Int. Ref 129-0023)
Book 1 | Basement - Staff Severy Area | SDA 2 | Mobile Plate Dispenser | 1 | APW Wyott | Rieber, Hupfer, Tournus | Book 1 – Page 307 (Int. Ref 171-0016)
Book 1 | Basement - Staff Severy Area | SDA 3 | Countertop Soup Warmer with Heating Element | 2 | Custom fabrication | None (custom-fabricated item) | Book 1 – Page 308 (Int. Ref 000-0163)
Book 1 | Basement - Staff Severy Area | SDA 4 | Neutral Counter * | 1 | Custom fabrication | None (custom-fabricated item) | Book 1 – Page 309 (Int. Ref 129-0025A)
Book 1 | Basement - Staff Severy Area | SDA 6 | Refrigerated Counter to fit 3/1 GN - supplied with sneeze guards* | 2 | Custom fabrication | None (custom-fabricated item) | Book 1 – Page 312 (Int. Ref 129-0025)
Book 1 | Basement - Staff Severy Area | SDA 7 | Bain Marie Unit to fit 3/1 GN - supplied with sneeze guards* | 2 | Custom fabrication | None (custom-fabricated item) | Book 1 – Page 313 (Int. Ref 129-0024)
Book 1 | Basement - Staff Severy Area | SDA 8 | Refrigerated 2 Tank Drink Dispenser | 1 | Jet Spray | Santos, Cofrimell | Book 1 – Page 314 (Int. Ref 336-0001)
Book 1 | Basement - Staff Severy Area | SDA 9 | Automatic Coffee Urn -Single 3 Gallons | 1 | Curtis | Fetco, Frankie | Book 1 – Page 315 (Int. Ref 773-0005)
Book 1 | Basement - Staff Severy Area | SDA 10 | Built-in Basket Dispenser-Unheated | 1 | Hupfer | Tournus, B.Pro, Rieber .co.uk) | Book 1 – Page 316 (Int. Ref 221-0014A)
Book 1 | Basement - Staff Severy Area | SDA 11 | Neutral Counter As Per Plan* | 1 | Custom fabrication | None (custom-fabricated item) | Book 1 – Page 317 (Int. Ref 129-0025A)
Book 1 | Basement - Staff Severy Area | SDA 12 | Neutral Counter * | 4 | Custom fabrication | None (custom-fabricated item) | Book 1 – Page 318 (Int. Ref 129-0025A)
Book 1 | Basement - Staff Severy Area | SDA 13 | Electric Conveyor Toaster - 400pcs/hr | 1 | Hatco | 'Dualit, Waring | Book 1 – Page 319 (Int. Ref 174-0015)
Book 1 | Basement - Staff Severy Area | SDA 15 | Fly Killer - 100m2 Room Coverage to suit site | 2 | Insectocutor | Branderburg, Johnson Group | Book 1 – Page 321 (Int. Ref 720-0002)
Book 1 | Basement - Staff Severy Area | SDA 16 | Angle Ledge Trolley _Glass Clearing Trolley* | 4 | Custom fabrication | None (custom-fabricated item) | Book 1 – Page 322 (Int. Ref 129-0041)
Book 1 | Basement - Receiving / De Boxing | RDA 1 | Floor Channel with Odor Trap & Grating - 350mm As Per Plan | 1 | Custom fabrication | None (custom-fabricated item) | Book 1 – Page 326 (Int. Ref 708-0023)
Book 1 | Basement - Receiving / De Boxing | RDA 2 | Cantilevered wash hand basin - knee control | 2 | Tournus | DSS, Sofinor, Eagle Group, Mechline | Book 1 – Page 327 (Int. Ref 130-0001)
Book 1 | Basement - Receiving / De Boxing | RDA 3 | Fly Killer - 100m2 Room Coverage to suit site | 1 | Insectocutor | Branderburg, Johnson Group | Book 1 – Page 328 (Int. Ref 720-0002)
Book 1 | Basement - Receiving / De Boxing | RDA 4 | Potato Peeler with Peel Trap Unit | 1 | Hobart | Sammic, Dito Sama | Book 1 – Page 329 (Int. Ref 811-0039)
Book 1 | Basement - Receiving / De Boxing | RDA 5 | Vegetable Washer | 1 | Electrolux | Nilma | Book 1 – Page 330 (Int. Ref 333-0018)
Book 1 | Basement - Receiving / De Boxing | RDA 6 | Platform Scale 150 kg | 1 | ADE | Detecto, Cardinal | Book 1 – Page 331 (Int. Ref 591-0003)
Book 1 | Basement - Receiving / De Boxing | RDA 7 | Retractable Open Hose Reel, Stainless Steel - 50' Hose Length (15M) | 1 | T&S Brass | Klarco, Randell | Book 1 – Page 332 (Int. Ref 471-0005)
Book 1 | Basement - Receiving / De Boxing | RDA 8 | Mobile Waste Bin Slim Jim Step-On (Beige color) | 1 | Rubbermaid | Carlisle, Green Revolution, Cosmoplast | Book 1 – Page 333 (Int. Ref 737-0001)
Book 1 | Basement - Receiving / De Boxing | RDA 9 | Plasma Ionisation Smell Reduction Unit | 1 | HVAC Plasmaclean | Mechline Hygenikx, Aerox | Book 1 – Page 334 (Int. Ref 749-0002)
Book 1 | Basement - Receiving / De Boxing | RDA 10 | Utensil & Board Twin Bowl Sink * | 1 | Custom fabrication | None (custom-fabricated item) | Book 1 – Page 335 (Int. Ref 129-0127)
Book 1 | Basement - Receiving / De Boxing | RDA 10a | Faucet and other Attachments -Spray Faucet | 1 | T&S Brass | Klarco, Kraus | Book 1 – Page 336 (Int. Ref 128-0004)
Book 1 | Basement - Receiving / De Boxing | RDA 11 | Table Top Electronic Scale 15 kg | 1 | ADE | Salter, Cardinal, AveryWeigh | Book 1 – Page 337 (Int. Ref 591-0007)
Book 1 | Basement - Receiving / De Boxing | RDA 12 | Anodized Aluminium Slatted 4 Tier Rack | 2 | Hupfer | DSS, Metro, Tournus, Tonon | Book 1 – Page 338 (Int. Ref 221-0021)
Book 1 | Basement - Receiving / De Boxing | RDA 13 | Stainless Steel Mobile Table * | 2 | Custom fabrication | None (custom-fabricated item) | Book 1 – Page 339 (Int. Ref 129-0113)
Book 1 | Basement - Receiving / De Boxing | RDA 14 | S.S. General Purpose Trolley- Heavy Duty | 1 | Hupfer | DSS, Metro, Tonon | Book 1 – Page 340 (Int. Ref 221-0029)
Book 1 | Basement - Receiving / De Boxing | RDA 15 | Stainless Steel Platform Trolley | 1 | Hupfer | Tournus, Custom Lakeside, Tonon | Book 1 – Page 341 (Int. Ref 711-0005)
Book 1 | Basement - Receiving / De Boxing | RDA 16 | Floor Channel with Odor Trap & Grating - 1050mm As Per Plan | 5 | Custom fabrication | None (custom-fabricated item) | Book 1 – Page 342 (Int. Ref 708-0017)
Book 1 | Basement - Waste Holding Area | WHA 1 | Floor Channel with Odor Trap & Grating - 350mm As Per Plan | 2 | Custom fabrication | None (custom-fabricated item) | Book 1 – Page 345 (Int. Ref 708-0023)
Book 1 | Basement - Waste Holding Area | WHA 2 | Cantilevered wash hand basin - knee control | 1 | Tournus | DSS, Sofinor, Eagle Group, Mechline | Book 1 – Page 346 (Int. Ref 130-0001)
Book 1 | Basement - Waste Holding Area | WHA 3 | Fly Killer - 100m2 Room Coverage to suit site | 1 | Insectocutor | Branderburg, Johnson Group | Book 1 – Page 347 (Int. Ref 720-0002)
Book 1 | Basement - Waste Holding Area | WHA 4 | Plasma Ionisation Smell Reduction Unit | 1 | HVAC Plasmaclean | Mechline Hygenikx, Aerox | Book 1 – Page 348 (Int. Ref 749-0002)
Book 1 | Basement - Waste Holding Area | WHA 5 | Wall Mounted Air Curtain _to suit Door width | 2 | Olefini | Mars, Panasonic | Book 1 – Page 349 (Int. Ref 377-0001)
Book 1 | Basement - Waste Holding Area | WHA 6 | Stainless Steel Mobile Table * | 1 | Custom fabrication | None (custom-fabricated item) | Book 1 – Page 350 (Int. Ref 129-0113)
Book 1 | Basement - Waste Holding Area | WHA 7 | Stand Alone- Dewatering Food Waste Unit | 1 | Meiko | IMC | Book 1 – Page 351 (Int. Ref 586-0019A)
Book 1 | Basement - Waste Holding Area | WHA 8 | Cold Room Water Chilled - Waste Chiller | 1 | DESMON | TSSC, TCTI | Book 1 – Page 352 (Int. Ref 901-0042)
Book 1 | Basement - Waste Holding Area | WHA 9 | 2-Wheel Mobile Polymer Waste Bin 240 ltr 96 kg capacity | 8 | SULO | Rubbermaid | Book 1 – Page 353 (Int. Ref 188-0005A)
Book 1 | Basement - Waste Holding Area | WHA 10 | Bin Compactor 1.1 cu mtr | 1 | Beringer | Or other muncipality approved bin matching specifications | Book 1 – Page 354 (Int. Ref 721-0003)
Book 1 | Basement - Waste Holding Area | WHA 11 | Retractable Open Hose Reel, Stainless Steel - 50' Hose Length (15M) | 1 | T&S Brass | Klarco, Randell | Book 1 – Page 355 (Int. Ref 471-0005)
Book 1 | Basement - Waste Holding Area | WHA 12 | Sliding Lid 1.1 cu Mtr Mobile Waste Bin | 3 | Beringer | Or other muncipality approved bin matching specifications | Book 1 – Page 356 (Int. Ref 721-0002)
Book 1 | Basement - Laundry Production Area | LPA 1 | Floor Channel with Odor Trap & Grating - 350mm As Per Plan | 9 | Custom fabrication | None (custom-fabricated item) | Book 1 – Page 360 (Int. Ref 708-0023)
Book 1 | Basement - Laundry Production Area | LPA 2 | Floor Channel with Odor Trap & Grating - 450mmx350mm As Per Plan | 5 | Custom fabrication | None (custom-fabricated item) | Book 1 – Page 361 (Int. Ref 708-0023A)
Book 1 | Basement - Laundry Production Area | LPA 3 | Twin Bowl Sink w/o drainer * | 1 | Custom fabrication | None (custom-fabricated item) | Book 1 – Page 362 (Int. Ref 129-0057)
Book 1 | Basement - Laundry Production Area | LPA 3a | Faucet and other Attachments - Sink Unit | 1 | T&S Brass | Klarco, Kraus | Book 1 – Page 363 (Int. Ref 128-0002)
Book 1 | Basement - Laundry Production Area | LPA 4 | Cantilevered wash hand basin - knee control | 2 | Tournus | DSS, Sofinor, Eagle Group, Mechline | Book 1 – Page 364 (Int. Ref 130-0001)
Book 1 | Basement - Laundry Production Area | LPA 5 | Mobile Waste Bin Slim Jim Step-On (Beige color) | 3 | Rubbermaid | Carlisle, Green Revolution, Cosmoplast | Book 1 – Page 365 (Int. Ref 737-0001)
Book 1 | Basement - Laundry Production Area | LPA 6 | Fly Killer - 100m2 Room Coverage to suit site | 5 | Insectocutor | Branderburg, Johnson Group | Book 1 – Page 366 (Int. Ref 720-0002)
Book 1 | Basement - Laundry Production Area | LPA 7 | Floor Hugger Scale | 1 | Detecto | Omega, Cardinal | Book 1 – Page 367 (Int. Ref 666-0002)
Book 1 | Basement - Laundry Production Area | LPA 8 | Marking Machine | 1 | thermopatch | Polymark, Newfound | Book 1 – Page 368 (Int. Ref 154-0001)
Book 1 | Basement - Laundry Production Area | LPA 9 | Table - Wall Type with undershelf and drawer nest 2 mm top * | 1 | Custom fabrication | None (custom-fabricated item) | Book 1 – Page 369 (Int. Ref 910-0001A)
Book 1 | Basement - Laundry Production Area | LPA 10 | 12 Bushel Nesting Truck | 33 | Dandux ( | Newmatic, MOD, parrs | Book 1 – Page 370 (Int. Ref 152-0001)
Book 1 | Basement - Laundry Production Area | LPA 11 | 9 kg Washer Extractor - Soft Mount - Electric _Stacked | 2 | Girbau | Electrolux, IPSO, Unimac | Book 1 – Page 371 (Int. Ref 000-0109)
Book 1 | Basement - Laundry Production Area | LPA 12 | 9 kg Tumble Dryer - Electric | 2 | Girbau | Electrolux, IPSO, Unimac | Book 1 – Page 372 (Int. Ref 000-0109A)
Book 1 | Basement - Laundry Production Area | LPA 13 | Washer Extractor / Wet Cleaning - 27 KG | 1 | Girbau | Electrolux, IPSO, Unimac | Book 1 – Page 373 (Int. Ref 000-0136)
Book 1 | Basement - Laundry Production Area | LPA 14 | 63 kg Washer Extractor - Soft Mount - Electric | 1 | Girbau | Electrolux, IPSO, Unimac | Book 1 – Page 374 (Int. Ref 000-0105)
Book 1 | Basement - Laundry Production Area | LPA 15 | 122 kg Washer Extractor - Soft Mount - Steam | 3 | Girbau | Electrolux, IPSO, Unimac | Book 1 – Page 375 (Int. Ref 000-0127)
Book 1 | Basement - Laundry Production Area | LPA 16 | Spotting Board | 1 | Forenta | Electrolux, Ghidini, Rotondi | Book 1 – Page 376 (Int. Ref 150-0019)
Book 1 | Basement - Laundry Production Area | LPA 17 | Dry Clean Machine 10-12 kg Electric | 1 | Firbimatic | Real Star, Techno Dry, Union | Book 1 – Page 377 (Int. Ref 148-0003)
Book 1 | Basement - Laundry Production Area | LPA 18 | Eye Wash- wall mounted | 1 | Speakman . 0 | lab safety, Drench, T&S | Book 1 – Page 378 (Int. Ref 000-0012B)
Book 1 | Basement - Laundry Production Area | LPA 19 | Anodized Aluminium Slatted 4 Tier Rack | 12 | Hupfer | DSS, Metro, Tournus, Tonon | Book 1 – Page 379 (Int. Ref 221-0021)
Book 1 | Basement - Laundry Production Area | LPA 20 | 62 kg Tumble Dryer - Electric | 2 | Girbau | Electrolux, IPSO, Unimac | Book 1 – Page 380 (Int. Ref 000-0131A)
Book 1 | Basement - Laundry Production Area | LPA 21 | 33 kg Tumble Dryer - Electric | 2 | Girbau | Electrolux, Unimac | Book 1 – Page 381 (Int. Ref 000-0043A)
Book 1 | Basement - Laundry Production Area | LPA 22 | Central Lint Collector | 1 | Girbau | 0 | Book 1 – Page 382 (Int. Ref 000-0045F)
Book 1 | Basement - Laundry Production Area | LPA 23 | Mobile Table * | 1 | Custom fabrication | None (custom-fabricated item) | Book 1 – Page 383 (Int. Ref 129-0026)
Book 1 | Basement - Laundry Production Area | LPA 24 | Compact Flatwork Ironer and Folder - Electric (Evaporation 120 lt/hr) | 1 | Girbau | Electrolux, IPSO, Unimac | Book 1 – Page 384 (Int. Ref 000-0107B)
Book 1 | Basement - Laundry Production Area | LPA 25 | Towel Folder | 1 | Lavatec | Chicago, Jensen, Electrolux | Book 1 – Page 385 (Int. Ref 150-0042)
Book 1 | Basement - Laundry Production Area | LPA 26 | Enclosed Wire Upright Linen Transporter - 400 Kg | 20 | Picchi | Whites, Custom, Newmatic | Book 1 – Page 386 (Int. Ref 000-0038)
Book 1 | Basement - Laundry Production Area | LPA 27 | Twin Industrial Compressor with One Tank and Air Dryer | 1 | Rol Air | Ingersoll Rand, Swan, Kaeser | Book 1 – Page 387 (Int. Ref 146-0003)
Book 1 | Basement - Laundry Production Area | LPA 28 | Air Vacuum Machine - 1 upto 20 presses (Based On Laundry Requirement) | 1 | Rema | Goldman, Centrax | Book 1 – Page 388 (Int. Ref 149-0003)
Book 1 | Basement - Laundry Production Area | LPA 29 | Sewing Machine with table | 1 | singer | Brother, Dema | Book 1 – Page 389 (Int. Ref 147-0001)
Book 1 | Basement - Laundry Production Area | LPA 30 | Mobile Clothes Rail | 7 | Custom fabrication | None (custom-fabricated item) | Book 1 – Page 390 (Int. Ref 152-0002)
Book 1 | Basement - Laundry Production Area | LPA 31 | Pigeon Hole Set * | 1 | Custom fabrication | None (custom-fabricated item) | Book 1 – Page 391 (Int. Ref 000-0005)
Book 1 | Basement - Laundry Production Area | LPA 32 | Semi-Auto Shirt Folder 120 shirts/h | 1 | YAC - JAPAN | Hoffman Newyorker, Unipress | Book 1 – Page 392 (Int. Ref 150-0032)
Book 1 | Basement - Laundry Production Area | LPA 33 | Mobile Wrapping Trolley | 1 | ORA | Rotondi, Artmecc | Book 1 – Page 393 (Int. Ref 155-0001)
Book 1 | Basement - Laundry Production Area | LPA 34 | Damp Boxes * | 4 | Forenta | Hoffman, Unipress | Book 1 – Page 394 (Int. Ref 000-0126)
Book 1 | Basement - Laundry Production Area | LPA 35 | Mushroom Press | 1 | Ghidini | Forenta, Rotondi, Pony | Book 1 – Page 395 (Int. Ref 149-0013)
Book 1 | Basement - Laundry Production Area | LPA 36 | Pant Topper | 1 | Forenta | Cissell, Pony, Rotondi | Book 1 – Page 396 (Int. Ref 149-0008)
Book 1 | Basement - Laundry Production Area | LPA 37 | Collar-Cuff-Yoke Presses | 1 | Forenta | 0 | Book 1 – Page 397 (Int. Ref 149-0001)
Book 1 | Basement - Laundry Production Area | LPA 38 | Cabinet Sleever | 1 | Forenta |  | Book 1 – Page 398 (Int. Ref 150-0079)
Book 1 | Basement - Laundry Production Area | LPA 39 | Double Body Press | 1 | YAC - JAPAN | Electrolux, Forenta, Rotondi | Book 1 – Page 399 (Int. Ref 150-0030)
Book 1 | Basement - Laundry Production Area | LPA 40 | Triple Collar Former - Electric | 1 | Forenta | Electrolux, Ghidini, Rotondi | Book 1 – Page 400 (Int. Ref 150-0031)
Book 1 | Basement - Laundry Production Area | LPA 41 | Laundry Utility Press - Scissor | 1 | Forenta | Electrolux, Rotondi, Pony | Book 1 – Page 401 (Int. Ref 149-0004)
Book 1 | Basement - Laundry Production Area | LPA 42 | Utility Drycleaning Press, Water Spray | 1 | Forenta | Rotondi, Hoffman, Cocchi | Book 1 – Page 402 (Int. Ref 149-0014)
Book 1 | Basement - Laundry Production Area | LPA 43 | Steam-Air Form Finisher | 1 | Forenta | Electrolux, Ghidini, Rotondi | Book 1 – Page 403 (Int. Ref 150-0076A)
Book 1 | Basement - Laundry Production Area | LPA 44 | Steam-Vacuum Boards with Up-Air | 1 | Ghidini | Electrolux, Forenta, Rotondi | Book 1 – Page 404 (Int. Ref 150-0072)
Book 1 | Basement - Laundry Production Area | LPA 45 | Touch-Up Board - All Steam | 1 | Forenta | Electrolux, Ghidini, Rotondi | Book 1 – Page 405 (Int. Ref 149-0001B)
Book 1 | Basement - Laundry Production Area | LPA 46 | Plasma Ionisation Smell Reduction Unit | 1 | HVAC Plasmaclean | Mechline Hygenikx, Aerox | Book 1 – Page 406 (Int. Ref 749-0002)
Book 1 | Basement - Laundry Production Area | LPA 47 | Floor Channel with Odor Trap & Grating - 2050mmx550mm As Per Plan | 7 | Custom fabrication | None (custom-fabricated item) | Book 1 – Page 407 (Int. Ref 708-0009)
Book 1 | Basement - Uniform Exchange Area | ECL 3 | Mobile Waste Bin Slim Jim Step-On (Beige color) | 1 | Rubbermaid | Carlisle, Green Revolution, Cosmoplast | Book 1 – Page 412 (Int. Ref 737-0001)
Book 1 | Basement - Uniform Exchange Area | ECL 4 | 12 Bushel Nesting Truck | 2 | Dandux ( | Newmatic, MOD, parrs | Book 1 – Page 413 (Int. Ref 152-0001)
Book 1 | Basement - Uniform Exchange Area | ECL 5 | Single Deck Conveyor - 300 Slot | 2 | White | Cissell, SRS | Book 1 – Page 414 (Int. Ref 150-0044E)
Book 1 | Basement - Uniform Exchange Area | ECL 6 | Single Garment Rack Trolley | 10 | Custom fabrication | None (custom-fabricated item) | Book 1 – Page 415 (Int. Ref 152-0002A)
Book 1 | Basement - Uniform Exchange Area | ECL 7 | Sewing Machine with table | 1 | singer | Brother, Dema | Book 1 – Page 416 (Int. Ref 147-0001)
Book 1 | Ground Floor - Hot Kitchen Area | MDA 1 | Floor Channel with Odor Trap & Grating - 350mm As Per Plan | 2 | Custom fabrication | None (custom-fabricated item) | Book 1 – Page 420 (Int. Ref 708-0023)
Book 1 | Ground Floor - Hot Kitchen Area | MDA 2 | Cantilevered wash hand basin - knee control | 2 | Tournus | DSS, Sofinor, Eagle Group, Mechline | Book 1 – Page 421 (Int. Ref 130-0001)
Book 1 | Ground Floor - Hot Kitchen Area | MDA 3 | Fly Killer - Ss Cover- Glueboard to suit site | 2 | Insectocutor | Branderburg, Johnson Group | Book 1 – Page 422 (Int. Ref 720-0004)
Book 1 | Ground Floor - Hot Kitchen Area | MDA 4 | Mobile Waste Bin - Brute Undercounter | 2 | Rubbermaid | Cambro, Trolly and Bin | Book 1 – Page 423 (Int. Ref 737-0003)
Book 1 | Ground Floor - Hot Kitchen Area | MDA 5 | Mobile Waste Bin Slim Jim Step-On (Beige color) | 2 | Rubbermaid | Carlisle, Green Revolution, Cosmoplast | Book 1 – Page 424 (Int. Ref 737-0001)
Book 1 | Ground Floor - Hot Kitchen Area | MDA 6 | Knife Steriliser with UV Light -15 Knife 1 Door Cabinet with Magnetized Bar | 1 | Tournus | Sofinor, Bourgeat | Book 1 – Page 425 (Int. Ref 130-0026)
Book 1 | Ground Floor - Hot Kitchen Area | MDA 7 | Table - Centre Type with single bowl sink and undershelf. 2mm top * | 1 | Custom fabrication | None (custom-fabricated item) | Book 1 – Page 426 (Int. Ref 910-0012)
Book 1 | Ground Floor - Hot Kitchen Area | MDA 7a | Faucet and other Attachments - Sink Unit | 1 | T&S Brass | Klarco, Kraus | Book 1 – Page 427 (Int. Ref 128-0002)
Book 1 | Ground Floor - Hot Kitchen Area | MDA 8 | Stainless Steel Wall Cladding * | l |  |  | Book 1 – Page 428 (Int. Ref 000-0158A)
Book 1 | Ground Floor - Hot Kitchen Area | MDA 9 | Refrigerated Preparation Table - 2 Sections with 4 Drawers GN1/2 | 4 | Infrico | Williams, Destar | Book 1 – Page 429 (Int. Ref 736-0007E)
Book 1 | Ground Floor - Hot Kitchen Area | MDA 10 | Table - Centre Type with single bowl sink, undershelf and integral angle ledge unit. 2mm top * | 1 | Custom fabrication | None (custom-fabricated item) | Book 1 – Page 430 (Int. Ref 910-0012B)
Book 1 | Ground Floor - Hot Kitchen Area | MDA 10a | Faucet and other Attachments - Sink Unit | 1 | T&S Brass | Klarco, Kraus | Book 1 – Page 431 (Int. Ref 128-0002)
Book 1 | Ground Floor - Hot Kitchen Area | MDA 11 | Table - Centre Type with undershelf and integral angle ledge unit. 2mm top * | 1 | Custom fabrication | None (custom-fabricated item) | Book 1 – Page 432 (Int. Ref 910-0011B)
Book 1 | Ground Floor - Hot Kitchen Area | MDA 12 | Overhead Shelf _Table Mounted* | 8 | Custom fabrication | None (custom-fabricated item) | Book 1 – Page 433 (Int. Ref 000-0195)
Book 1 | Ground Floor - Hot Kitchen Area | MDA 13 | Undercounter Freezer 1 Solid Door - 150L | 1 | Infrico | Williams, Destar | Book 1 – Page 434 (Int. Ref 736-0061A)
Book 1 | Ground Floor - Hot Kitchen Area | MDA 14 | Counter Refrigerator - 2 Doors GN 1/1 -305L Biscuit Top | 1 | Infrico | Williams, Destar | Book 1 – Page 435 (Int. Ref 736-0007B)
Book 1 | Ground Floor - Hot Kitchen Area | MDA 15 | Mobile Hot Holding Trolley - 14 x GN 1/1 | 3 | Scanbox | CIRCUM Hot/Cold-DSS, Alto-shaam, B.Pro, Moduline | Book 1 – Page 436 (Int. Ref 705-0021)
Book 1 | Ground Floor - Hot Kitchen Area | MDA 16 | Electric Combi Steamer 20 x 1/1 GN | 1 | Convotherm | Rational, Unox, Eloma, 'MKN | Book 1 – Page 437 (Int. Ref 132-0007)
Book 1 | Ground Floor - Hot Kitchen Area | MDA 16a | Filter System For Combi Steamers & Countertop steamers | 1 | Everpure | Culligan, So-Safe | Book 1 – Page 438 (Int. Ref 139-0010)
Book 1 | Ground Floor - Hot Kitchen Area | MDA 17 | Bratt Pan - Manual Tilt - Electric - 59 ltr | 1 | MKN | Therma, Charvet, Ambach | Book 1 – Page 439 (Int. Ref 222-0002E)
Book 1 | Ground Floor - Hot Kitchen Area | MDA 18 | Electric Quick Boiling Kettle 100 ltr w/ Mixing Tap R 3/4" | 1 | MKN | Therma, Charvet, Ambach | Book 1 – Page 440 (Int. Ref 222-0020E)
Book 1 | Ground Floor - Hot Kitchen Area | MDA 19 | Smoker oven | 1 | Alto-Shaam | Moduline | Book 1 – Page 441 (Int. Ref 705-0007)
Book 1 | Ground Floor - Hot Kitchen Area | MDA 20 | PerformAir Self Cleaning Hood - Wall Type (1 Skin) w/ Pulsair Extract 3782. Conditioned 21-23° C dehumidified supply air 3215 linear diffuser set 1 mtr. from edge of hood. Balance air from other areas 567. All in c3/h. | 1 | Ginox | GIF, Halton, EcoAir, Avante | Book 1 – Page 442 (Int. Ref 339-0009)
Book 1 | Ground Floor - Hot Kitchen Area | MDA 21 | Fire Suppression/Fighting System | 2 | Avenger System LLC / Falcon Fire & Safety Equip | Ansul, Synergy | Book 1 – Page 444 (Int. Ref 729-0002)
Book 1 | Ground Floor - Hot Kitchen Area | MDA 22 | Floor Channel with Odor Trap & Grating - 650mm x 900mm As per plan | 2 | Custom fabrication | None (custom-fabricated item) | Book 1 – Page 445 (Int. Ref 708-0019)
Book 1 | Ground Floor - Hot Kitchen Area | MDA 23 | GN Loading Roll In Trolley 20.20 | 2 | Convotherm | Rational, Unox, Eloma, 'MKN | Book 1 – Page 446 (Int. Ref 132-0017)
Book 1 | Ground Floor - Hot Kitchen Area | MDA 24 | PerformAir Self Cleaning Hood - Wall Type (1 Skin) w/ Pulsair Extract 9725. Conditioned 21-23° C dehumidified supply air 8266 linear diffuser set 1 mtr. from edge of hood. Balance air from other areas 1459. All in c3/h. | 1 | Ginox | GIF, Halton, EcoAir, Avante | Book 1 – Page 447 (Int. Ref 339-0009)
Book 1 | Ground Floor - Hot Kitchen Area | MDA 24a | By MEP Contractor - Linear Diffuser - to be specified by MEP Consultant and to be placed one (1) meter away from exhaust hood. * | 1 |  |  | Book 1 – Page 448 (Int. Ref 339-0009F)
Book 1 | Ground Floor - Hot Kitchen Area | MDA 25 | Anodized Aluminium Slatted 4 Tier Rack | 1 | Hupfer | DSS, Metro, Tournus, Tonon | Book 1 – Page 449 (Int. Ref 221-0021)
Book 1 | Ground Floor - Hot Kitchen Area | MDA 26 | Floor Channel with Odor Trap & Grating - 450mmx350mm As Per Plan | 3 | Custom fabrication | None (custom-fabricated item) | Book 1 – Page 450 (Int. Ref 708-0023A)
Book 1 | Ground Floor - Hot Kitchen Area | MDA 27 | Mobile Table * | 1 | Custom fabrication | None (custom-fabricated item) | Book 1 – Page 451 (Int. Ref 129-0026)
Book 1 | Ground Floor - Hot Kitchen Area | MDA 28 | Upright Refrigerator - 1 Door GN 2/1 - 700L | 1 | Infrico | Williams, Destar | Book 1 – Page 452 (Int. Ref 736-0001)
Book 1 | Ground Floor - Hot Kitchen Area | MDA 29 | Upright Refrigerator - 2 Doors GN 2/1 - 1300L sliding door | 2 | Infrico | Williams, Destar | Book 1 – Page 453 (Int. Ref 736-0052)
Book 1 | Ground Floor - Hot Kitchen Area | MDA 30 | Upright Ice Cuber 245kg/day w/ 299kg Bin - Air Cooled (Stackable) | 1 | Hoshizaki | Scotsman, Ice-O-Matic, Manitowoc | Book 1 – Page 454 (Int. Ref 734-0005)
Book 1 | Ground Floor - Hot Kitchen Area | MDA 30a | Filter System For Ice Production Machines | 1 | Everpure | Culligan, So-Safe | Book 1 – Page 455 (Int. Ref 139-0015)
Book 1 | Ground Floor - Hot Kitchen Area | MDA 31a | Filter System For Under Counter Ice Production Machines | 1 | Everpure | Culligan, So-Safe | Book 1 – Page 457 (Int. Ref 139-0014)
Book 1 | Ground Floor - Hot Kitchen Area | MDA 32 | Custom Fabricated Hot Cupboard with Sliding Door * | 1 | Custom fabrication | None (custom-fabricated item) | Book 1 – Page 458 (Int. Ref 000-0250A)
Book 1 | Ground Floor - Hot Kitchen Area | MDA 33 | 46 kg Capacity Polymer Insulated Mobile Ice Dolly with Wheels and Insulated Sliding Lid | 1 | Cambro | Carlisle, Metro | Book 1 – Page 459 (Int. Ref 711-0022)
Book 1 | Ground Floor - Hot Kitchen Area | MDA 34 | Heat Lamp 48" | 2 | Hatco | APW Wyott, Bon Chef | Book 1 – Page 460 (Int. Ref 174-0011)
Book 1 | Ground Floor - Hot Kitchen Area | MDA 36 | Table - Centre Type with undershelf 2mm top * | 1 | Custom fabrication | None (custom-fabricated item) | Book 1 – Page 462 (Int. Ref 910-0011)
Book 1 | Ground Floor - Hot Kitchen Area | MDA 37 | Electric Salamander Vario Intelligence _On Shelf | 1 | MKN | Therma, Charvet, Ambach | Book 1 – Page 463 (Int. Ref 222-0067A)
Book 1 | Ground Floor - Hot Kitchen Area | MDA 39 | Spreader Unit | 4 | MKN | Therma, Charvet, Ambach | Book 1 – Page 465 (Int. Ref 222-0003)
Book 1 | Ground Floor - Hot Kitchen Area | MDA 40 | 6 Burner Gas Range with Gas Oven 2/1 Gn | 1 | MKN | Electrolux, Bertos, Palux | Book 1 – Page 466 (Int. Ref 222-10031)
Book 1 | Ground Floor - Hot Kitchen Area | MDA 41 | Gas Deep Fat Fryer - 28 lt. | 1 | MKN | Therma, Charvet, Ambach | Book 1 – Page 467 (Int. Ref 222-0004)
Book 1 | Ground Floor - Hot Kitchen Area | MDA 42 | Gas Griddle - Smooth - Extended Size | 1 | MKN | Therma, Charvet, Ambach | Book 1 – Page 468 (Int. Ref 222-0021A)
Book 1 | Ground Floor - Hot Kitchen Area | MDA 43 | Single Wall Shelf -Slotted type* | 2 | Custom fabrication | None (custom-fabricated item) | Book 1 – Page 469 (Int. Ref 129-0079)
Book 1 | Ground Floor - Hot Kitchen Area | MDA 44 | Gas Lava Stone Grill Argentina 1 | 1 | MKN | Therma, Charvet, Ambach | Book 1 – Page 470 (Int. Ref 222-0068)
Book 1 | Ground Floor - Hot Kitchen Area | MDA 45 | Solid Top w/ Gas Oven 2/1GN | 1 | MKN | Therma, Charvet, Ambach | Book 1 – Page 471 (Int. Ref 222-0007)
Book 1 | Ground Floor - All Day Dining Area | ADD 2 | By I.D Contractor -Counter tops/support, facias, wall finishes and other features by ID _For Back & Front Counters_Recessed on Sink & Induction* | l |  |  | Book 1 – Page 475 (Int. Ref 000-0001Z)
Book 1 | Ground Floor - All Day Dining Area | ADD 3 | Cooling coils - Frost Top * | 4 | Prisma SPA, Rhine Kitchen, Ginox RAK or Pilsa SA only |  | Book 1 – Page 476 (Int. Ref 000-0147)
Book 1 | Ground Floor - All Day Dining Area | ADD 4 | Recessed Stainless Pan - Forced Air Circulation _2 Tier ( I.D. Marble Top ) Custom unit* | 4 | Prisma SPA, Rhine Kitchen, Ginox RAK or Pilsa SA only |  | Book 1 – Page 477 (Int. Ref 000-0147A)
Book 1 | Ground Floor - All Day Dining Area | ADD 5 | Fully Automatic Coffee Machine Steam & Cappuccino with Refrigeration unit and Cup Warmer | 2 | conti | La Cimbali, 'Faema | Book 1 – Page 478 (Int. Ref 166-0010)
Book 1 | Ground Floor - All Day Dining Area | ADD 5a | Filter system for espresso machines | 2 | Everpure | Culligan, So-Safe | Book 1 – Page 479 (Int. Ref 139-0001)
Book 1 | Ground Floor - All Day Dining Area | ADD 6 | Boiled Water Tap with under counter boiler for beverages. | 2 | Zip | Billi, No MoreBottles, 'Marco | Book 1 – Page 480 (Int. Ref 185-0001)
Book 1 | Ground Floor - All Day Dining Area | ADD 6a | Filter System For Water Boiler | 2 | Everpure | Culligan, So-Safe | Book 1 – Page 481 (Int. Ref 139-0013)
Book 1 | Ground Floor - All Day Dining Area | ADD 10 | Conveyor Toaster | 2 | Sirman |  | Book 1 – Page 485 (Int. Ref 001-0142)
Book 1 | Ground Floor - All Day Dining Area | ADD 11 | Built in Large Buffet Induction Plate | 1 | Andy Manhart AG | Venta | Book 1 – Page 486 (Int. Ref 699-0002)
Book 1 | Ground Floor - All Day Dining Area | ADD 12 | Heat Lamp (To be Coordinated by ID) * | 12 | Custom fabrication | None (custom-fabricated item) | Book 1 – Page 487 (Int. Ref 000-0251A)
Book 1 | Ground Floor - All Day Dining Area | ADD 14 | Counter Top Single Induction Hob 3 kw | 4 | CookTek | Spring, Falcon | Book 1 – Page 489 (Int. Ref 182-0005)
Book 1 | Ground Floor - All Day Dining Area | ADD 15 | PerformAir Self Cleaning Hood - Wall Type (1 Skin) w/ Pulsair Extract 636. Conditioned 21-23° C dehumidified supply air 541 linear diffuser set 1 mtr. from edge of hood. Balance air from other areas 95. All in c3/h. | 1 | Ginox | GIF, Halton, EcoAir, Avante | Book 1 – Page 490 (Int. Ref 339-0009)
Book 1 | Ground Floor - All Day Dining Area | ADD 16 | Fire Suppression/Fighting System | 1 | Avenger System LLC / Falcon Fire & Safety Equip | Ansul, Synergy | Book 1 – Page 492 (Int. Ref 729-0002)
Book 1 | Ground Floor - All Day Dining Area | ADD 17 | Inset Sink for Handwash * | 2 | Prisma SPA, Rhine Kitchen, Ginox RAK or Pilsa SA only |  | Book 1 – Page 493 (Int. Ref 000-0020B)
Book 1 | Ground Floor - All Day Dining Area | ADD 17a | Electronic Faucet with syphon/drain | 2 | Klarco |  | Book 1 – Page 494 (Int. Ref 128-0065)
Book 1 | Ground Floor - All Day Dining Area | ADD 17b | Under Counter Pull Out Waste Bin * | 2 | Custom fabrication | None (custom-fabricated item) | Book 1 – Page 495 (Int. Ref 000-0266)
Book 1 | Ground Floor - All Day Dining Area | ADD 18 | Drop in Induction Buffet | 10 | CookTek | Spring | Book 1 – Page 496 (Int. Ref 182-0001A)
Book 1 | Ground Floor - All Day Dining Area | ADD 19 | Countertop Soup Warmer with Heating Element | 3 | Custom fabrication | None (custom-fabricated item) | Book 1 – Page 497 (Int. Ref 000-0163)
Book 1 | Ground Floor - All Day Dining Area | ADD 20 | Countertop Carving Station 83 x 60cm | 2 | Crescor | APW Wyott, Hatco | Book 1 – Page 498 (Int. Ref 001-0060)
Book 1 | Ground Floor - All Day Dining Area | ADD 21 | Custom Fabricated Hot Cupboard with Swing Door * | 1 | Custom fabrication | None (custom-fabricated item) | Book 1 – Page 499 (Int. Ref 000-0250B)
Book 1 | Ground Floor - All Day Dining Area | ADD 22 | PerformAir Self Cleaning Hood - Wall Type (1 Skin) w/ Pulsair Extract 996. Conditioned 21-23° C dehumidified supply air 847 linear diffuser set 1 mtr. from edge of hood. Balance air from other areas 149. All in c3/h. | 1 | Ginox | GIF, Halton, EcoAir, Avante | Book 1 – Page 500 (Int. Ref 339-0009)
Book 1 | Ground Floor - All Day Dining Area | ADD 23 | Fire Suppression/Fighting System | 1 | Avenger System LLC / Falcon Fire & Safety Equip | Ansul, Synergy | Book 1 – Page 502 (Int. Ref 729-0002)
Book 1 | Ground Floor - All Day Dining Area | ADD 24 | Combi-Oven 11 x 1/1GN Gas With Base | 1 | Convotherm | Rational, Unox, Eloma, 'MKN | Book 1 – Page 503 (Int. Ref 132-0002)
Book 1 | Ground Floor - All Day Dining Area | ADD 24a | Filter System For Combi Steamers & Countertop steamers | 1 | Everpure | Culligan, So-Safe | Book 1 – Page 504 (Int. Ref 139-0010)
Book 1 | Ground Floor - All Day Dining Area | ADD 25 | Inset Sink * | 1 | Prisma SPA, Rhine Kitchen, Ginox RAK or Pilsa SA only |  | Book 1 – Page 505 (Int. Ref 000-0020)
Book 1 | Ground Floor - All Day Dining Area | ADD 25a | FOH - Faucet and other Attachments - Sink Unit | 1 | T&S Brass | Klarco, Kraus | Book 1 – Page 506 (Int. Ref 128-0002A)
Book 1 | Ground Floor - All Day Dining Area | ADD 27 | Set of Drawers GN 1/1 (3 qty)- for incorporation into a base unit * | 1 | Custom fabrication | None (custom-fabricated item) | Book 1 – Page 508 (Int. Ref 001-0008)
Book 1 | Ground Floor - All Day Dining Area | ADD 28 | Refrigerated Preparation Table - 2 Sections with 4 Drawers GN1/2 | 3 | Infrico | Williams, Destar | Book 1 – Page 509 (Int. Ref 736-0007E)
Book 1 | Ground Floor - All Day Dining Area | ADD 29 | Ingredient Bin _Flour Bin | 1 | Hupfer | cambro | Book 1 – Page 510 (Int. Ref 221-0005)
Book 1 | Ground Floor - All Day Dining Area | ADD 30 | Saladette Unit Cap. 4X1/3 Pans and 1x1/2 Pans - Stainless Steel Cover _Table mounted | 1 | Infrico | Williams, Destar | Book 1 – Page 511 (Int. Ref 736-0055)
Book 1 | Ground Floor - All Day Dining Area | ADD 31 | Dome Pizza Oven _Cladding to Coordinate with ID | 1 | woodstone /Beech | Morello Forni | Book 1 – Page 512 (Int. Ref 163-0001)
Book 1 | Ground Floor - All Day Dining Area | ADD 31a | 20-25 cm Collar for venting Pizza Oven w/ Spark Arrestor | 1 | By Manufacturer of oven | 0 | Book 1 – Page 513 (Int. Ref 000-0031)
Book 1 | Ground Floor - All Day Dining Area | ADD 31b | Fire Suppression/Fighting System | 1 | Avenger System LLC / Falcon Fire & Safety Equip | Ansul, Synergy | Book 1 – Page 514 (Int. Ref 729-0002)
Book 1 | Ground Floor - All Day Dining Area | ADD 32 | Undercounter Chef Base Refrigerator 2 drawers - 6 GN 1/1 (to accept equipment on top) | 1 | Infrico | Williams, Destar | Book 1 – Page 515 (Int. Ref 736-0021)
Book 1 | Ground Floor - All Day Dining Area | ADD 33 | Charcoal Broiler Counter Top* | 1 | Prisma SPA, Rhine Kitchen, Ginox RAK or Pilsa SA only |  | Book 1 – Page 516 (Int. Ref 000-0002)
Book 1 | Ground Floor - All Day Dining Area | ADD 34 | Electric Griddle Plate 2 Supra Smooth with Powerblock | 1 | MKN | Therma, Charvet, Ambach | Book 1 – Page 517 (Int. Ref 222-0032)
Book 1 | Ground Floor - All Day Dining Area | ADD 35 | Twin Well Fryer - Electric | 1 | MKN | Therma, Charvet, Ambach | Book 1 – Page 518 (Int. Ref 222-0004E)
Book 1 | Ground Floor - All Day Dining Area | ADD 36 | Four Burner Range on Gas Oven | 1 | MKN | Therma, Charvet, Ambach | Book 1 – Page 519 (Int. Ref 222-0006)
Book 1 | Ground Floor - All Day Dining Area | ADD 37 | Twin Drawer Undercounter Warmer | 1 | Alto-Shaam | CIRCUM Hot/Cold-DSS, Hatco, Moffats, B.Pro | Book 1 – Page 520 (Int. Ref 705-0008)
Book 1 | Ground Floor - All Day Dining Area | ADD 38 | Electric Salamander Vario Intelligence _On Shelf | 1 | MKN | Therma, Charvet, Ambach | Book 1 – Page 521 (Int. Ref 222-0067A)
Book 1 | Ground Floor - All Day Dining Area | ADD 40 | PerformAir Self Cleaning Hood - Island Type (1 Skin) with Pulsair & Intermittent Cold Mist system for Solid Fuel Cooking Line Extract 7192. Conditioned 21-23° C dehumidified supply air 6113 linear diffuser set 1 mtr. from edge of hood. Balance air from other areas 1079. All in c3/h. | 1 | Ginox | GIF, Halton, EcoAir, Avante | Book 1 – Page 523 (Int. Ref 340-0009)
Book 1 | Ground Floor - All Day Dining Area | ADD 41 | Fire Suppression/Fighting System | 1 | Avenger System LLC / Falcon Fire & Safety Equip | Ansul, Synergy | Book 1 – Page 525 (Int. Ref 729-0002)
Book 1 | Ground Floor - All Day Dining Area | ADD 44 | Undercounter Freezer 1 Solid Door - 150L | 1 | Infrico | Williams, Destar | Book 1 – Page 528 (Int. Ref 736-0067)
Book 1 | Ground Floor - All Day Dining Area | ADD 45 | By I.D Contractor -Counter tops/support, facias, wall finishes and other features by ID _Glass Encasement By:ID* | l |  |  | Book 1 – Page 529 (Int. Ref 000-0001Z)
Book 1 | Ground Floor - All Day Dining Area | ADD 46 | By I.D Contractor -Counter tops/support, facias, wall finishes and other features by ID Plate storage underneath the counter* | l |  |  | Book 1 – Page 530 (Int. Ref 000-0001Z)
Book 1 | Ground Floor - Washing Area | AAB 1 | Floor Channel with Odor Trap & Grating - 350mm As Per Plan | 2 | Custom fabrication | None (custom-fabricated item) | Book 1 – Page 531 (Int. Ref 708-0023)
Book 1 | Ground Floor - Washing Area | AAB 2 | Cantilevered wash hand basin - knee control | 1 | Tournus | DSS, Sofinor, Eagle Group, Mechline | Book 1 – Page 532 (Int. Ref 130-0001)
Book 1 | Ground Floor - Washing Area | AAB 3 | Fly Killer - Ss Cover- Glueboard to suit site | 1 | Insectocutor | Branderburg, Johnson Group | Book 1 – Page 533 (Int. Ref 720-0004)
Book 1 | Ground Floor - Washing Area | AAB 4 | Plasma Ionisation Smell Reduction Unit | 1 | HVAC Plasmaclean | Mechline Hygenikx, Aerox | Book 1 – Page 534 (Int. Ref 749-0002)
Book 1 | Ground Floor - Washing Area | AAB 5 | Mobile Waste Bin Slim Jim Step-On (Beige color) | 1 | Rubbermaid | Carlisle, Green Revolution, Cosmoplast | Book 1 – Page 535 (Int. Ref 737-0001)
Book 1 | Ground Floor - Washing Area | AAB 6 | Triple bowl sink, twin drainer - 80 cm deep * | 1 | Custom fabrication | None (custom-fabricated item) | Book 1 – Page 536 (Int. Ref 129-0007)
Book 1 | Ground Floor - Washing Area | AAB 6a | Faucet and other Attachments -Spray Faucet | 1 | T&S Brass | Klarco, Kraus | Book 1 – Page 537 (Int. Ref 128-0004)
Book 1 | Ground Floor - Washing Area | AAB 7 | Custom Overhead Pot Rack * | 3 | Custom fabrication | None (custom-fabricated item) | Book 1 – Page 538 (Int. Ref 000-0258)
Book 1 | Ground Floor - Washing Area | AAB 8 | Floor Channel with Odor Trap & Grating - 1050mm x 350mm as per plan | 2 | Custom fabrication | None (custom-fabricated item) | Book 1 – Page 539 (Int. Ref 708-0017)
Book 1 | Ground Floor - Washing Area | AAB 9 | Anodized Aluminium Slatted 4 Tier Rack | 5 | Hupfer | DSS, Metro, Tournus, Tonon | Book 1 – Page 540 (Int. Ref 221-0021)
Book 1 | Ground Floor - Washing Area | AAB 10 | Outlet Table * | 1 | Custom fabrication | None (custom-fabricated item) | Book 1 – Page 541 (Int. Ref 129-0012)
Book 1 | Ground Floor - Washing Area | AAB 11 | Undercounter Dish/Glass/Tray/Cutlery Washer - 65 racks/h, 50x50 cm Rack Size | 1 | Winterhalter | Meiko, Hobart Germany | Book 1 – Page 542 (Int. Ref 586-0004)
Book 1 | Ground Floor - Washing Area | AAB 11a | Filter System For Rack & Flight R.O. | 1 | Everpure | Culligan, So-Safe | Book 1 – Page 543 (Int. Ref 139-0007)
Book 1 | Ground Floor - Washing Area | AAB 12 | Overhead Wash Rack Holder * | 1 | Custom fabrication | None (custom-fabricated item) | Book 1 – Page 544 (Int. Ref 129-0015)
Book 1 | Ground Floor - Washing Area | AAB 13 | Vapour Hood - 1500 cu mtrs per hour exhaust * | 1 | Custom fabrication | None (custom-fabricated item) | Book 1 – Page 545 (Int. Ref 129-0027)
Book 1 | Ground Floor - Washing Area | AAB 14 | Double Basket Pass Through Dish Washer - up to 144 racks/h, 50x50 cm Rack Size | 1 | Winterhalter | Meiko, Hobart Germany | Book 1 – Page 546 (Int. Ref 586-0001)
Book 1 | Ground Floor - Washing Area | AAB 14a | Filter/Softening System For Single Rack Dishwasher | 1 | Pentair | Culligan, So-Safe | Book 1 – Page 547 (Int. Ref 139-0003)
Book 1 | Ground Floor - Washing Area | AAB 15 | Stainless Steel Inlet Sink Table * | 1 | Custom fabrication | None (custom-fabricated item) | Book 1 – Page 548 (Int. Ref 129-0044)
Book 1 | Ground Floor - Washing Area | AAB 15a | Faucet and other Attachments -Spray Faucet | 1 | T&S Brass | Klarco, Kraus | Book 1 – Page 549 (Int. Ref 128-0004)
Book 1 | Ground Floor - Washing Area | AAB 16 | Stainless Steel Sorting Table * | 1 | Custom fabrication | None (custom-fabricated item) | Book 1 – Page 550 (Int. Ref 129-0043)
Book 1 | Ground Floor - Washing Area | AAB 17 | Shelf over Hatch Opening and Hatch Cladding to sides and top. * | 1 | Custom fabrication | None (custom-fabricated item) | Book 1 – Page 551 (Int. Ref 000-0196)
Book 1 | Ground Floor - Washing Area | AAB 18 | Cam Dollies Dish Rack w/ Handle | 1 | Cambro | Carlisle, Metro | Book 1 – Page 552 (Int. Ref 711-0040A)
Book 1 | Ground Floor - Washing Area | AAB 19 | Plate Transport Dish Caddy | 1 | Cambro | Carlisle, Metro | Book 1 – Page 553 (Int. Ref 711-0039A)
Book 1 | Ground Floor - Washing Area | AAB 20 | Retractable Open Hose Reel, Stainless Steel - 50' Hose Length (15M) | 1 | T&S Brass | Klarco, Randell | Book 1 – Page 554 (Int. Ref 471-0005)
Book 1 | Ground Floor - Beverage Support | IAB 1 | Floor Channel with Odor Trap & Grating - 350mm As Per Plan | 1 | Custom fabrication | None (custom-fabricated item) | Book 1 – Page 556 (Int. Ref 708-0023)
Book 1 | Ground Floor - Beverage Support | IAB 2 | Cantilevered wash hand basin - knee control | 1 | Tournus | DSS, Sofinor, Eagle Group, Mechline | Book 1 – Page 557 (Int. Ref 130-0001)
Book 1 | Ground Floor - Beverage Support | IAB 3 | Fly Killer - Ss Cover- Glueboard to suit site | 1 | Insectocutor | Branderburg, Johnson Group | Book 1 – Page 558 (Int. Ref 720-0004)
Book 1 | Ground Floor - Beverage Support | IAB 4 | Mobile Waste Bin - Brute undercounter | 1 | Rubbermaid | Cambro, Trolly and Bin | Book 1 – Page 559 (Int. Ref 737-0003)
Book 1 | Ground Floor - Beverage Support | IAB 5 | Undercounter Bottle Display Unit 2 Glass Doors - S/S Finish 193L | 3 | Infrico | Williams, Destar | Book 1 – Page 560 (Int. Ref 736-0029A)
Book 1 | Ground Floor - Beverage Support | IAB 6 | Table - Wall Type with single bowl sink, undershelf and integral angle ledge unit. 2mm top cup rack storage* | 1 | Custom fabrication | None (custom-fabricated item) | Book 1 – Page 561 (Int. Ref 910-0004B)
Book 1 | Ground Floor - Beverage Support | IAB 6a | Faucet and other Attachments - Sink Unit | 1 | T&S Brass | Klarco, Kraus | Book 1 – Page 562 (Int. Ref 128-0002)
Book 1 | Ground Floor - Beverage Support | IAB 7 | Commercial Blender with Sound Enclosure - 2.1 Ltr/Jar | 1 | Blendtec | Hamilton Beach, Vitamix | Book 1 – Page 563 (Int. Ref 811-0034)
Book 1 | Ground Floor - Beverage Support | IAB 8 | Instantaneous Heated Water Boiler - 30Lt. | 1 | YPT | elite Flame, Burco | Book 1 – Page 564 (Int. Ref 223-0012)
Book 1 | Ground Floor - Beverage Support | IAB 8a | Filter System For Water Boiler | 1 | Everpure | Culligan, So-Safe | Book 1 – Page 565 (Int. Ref 139-0013)
Book 1 | Ground Floor - Beverage Support | IAB 9 | Fully Automatic Coffee Machine Steam & Cappuccino with Refrigeration unit and Cup Warmer | 1 | conti | La Cimbali, 'Faema | Book 1 – Page 566 (Int. Ref 166-0010)
Book 1 | Ground Floor - Beverage Support | IAB 9a | Filter system for espresso machines | 1 | Everpure | Culligan, So-Safe | Book 1 – Page 567 (Int. Ref 139-0001)
Book 1 | Ground Floor - Beverage Support | IAB 10 | Undercounter Refrigerator 1 Solid Door - 150L | 1 | Infrico | Williams, Destar | Book 1 – Page 568 (Int. Ref 736-0070)
Book 1 | Ground Floor - Beverage Support | IAB 11 | Single Wall Shelf * | 3 | Custom fabrication | None (custom-fabricated item) | Book 1 – Page 569 (Int. Ref 129-0079)
Book 1 | Ground Floor - Beverage Support | IAB 12 | Automatic Turkish Coffee maker with Double Pot | 1 | Boncafe | OKYAY, BEKO | Book 1 – Page 570 (Int. Ref 157-0016)
Book 1 | Ground Floor - Outlook Bar | RAB 1 | Self Contained Ice Cuber 41 kg/day w/ 15kg Bin -Air Cooled | 1 | Hoshizaki | Scotsman, Ice-O-Matic, Manitowoc | Book 1 – Page 573 (Int. Ref 734-0003)
Book 1 | Ground Floor - Outlook Bar | RAB 1a | Filter System For Under Counter Ice Production Machines | 1 | Everpure | Culligan, So-Safe | Book 1 – Page 574 (Int. Ref 139-0014)
Book 1 | Ground Floor - Outlook Bar | RAB 2 | Undercounter Bottle Display Unit 2 Glass Doors - S/S Finish 193L | 3 | Infrico | Williams, Destar | Book 1 – Page 575 (Int. Ref 736-0029A)
Book 1 | Ground Floor - Outlook Bar | RAB 3 | Expresso Coffee Ground Recepticle * | 1 | Prisma SPA, Rhine Kitchen, Ginox RAK or Pilsa SA only |  | Book 1 – Page 576 (Int. Ref 913-0001)
Book 1 | Ground Floor - Outlook Bar | RAB 4 | Bottle Display Unit 1 Glass Door S/S Finish - 140L | 1 | Infrico | Williams, Destar | Book 1 – Page 577 (Int. Ref 736-0029)
Book 1 | Ground Floor - Outlook Bar | RAB 5 | Semi-Automatic Espresso Machine-2 Groups | 1 | conti | Faema, 'La Cimbali | Book 1 – Page 578 (Int. Ref 166-0001)
Book 1 | Ground Floor - Outlook Bar | RAB 5a | Filter system for espresso machines | 1 | Everpure | Culligan, So-Safe | Book 1 – Page 579 (Int. Ref 139-0001)
Book 1 | Ground Floor - Outlook Bar | RAB 7 | Cocktail Unit Ice well adjacent to chopping area with waste chute and pull out bin, next to sink with blender station . * | 1 | Custom fabrication | None (custom-fabricated item) | Book 1 – Page 581 (Int. Ref 129-0140)
Book 1 | Ground Floor - Outlook Bar | RAB 8 | Undercounter Dish/Glass/Tray/Cutlery Washer - 65 racks/h, 50x50 cm Rack Size | 1 | Winterhalter | Meiko, Hobart Germany | Book 1 – Page 582 (Int. Ref 586-0004)
Book 1 | Ground Floor - Outlook Bar | RAB 8a | Filter System For Scale Prevention & Corrosion Control for Dishwasher /Glass washer | 1 | Everpure | Culligan, So-Safe | Book 1 – Page 583 (Int. Ref 139-0004)
Book 1 | Ground Floor - Outlook Bar | RAB 9 | Undercounter Refrigerator 1 Solid Door - 150L | 1 | Infrico | Williams, Destar | Book 1 – Page 584 (Int. Ref 736-0070)
Book 1 | Ground Floor - Outlook Bar | RAB 10 | Commercial Blender with Sound Enclosure - 2.1 Ltr/Jar | 1 | Blendtec | Hamilton Beach, Vitamix | Book 1 – Page 585 (Int. Ref 811-0034)
Book 1 | Ground Floor - Outlook Bar | RAB 12 | Inset Sink for Handwash * | 1 | Prisma SPA, Rhine Kitchen, Ginox RAK or Pilsa SA only |  | Book 1 – Page 587 (Int. Ref 000-0020B)
Book 1 | Ground Floor - Outlook Bar | RAB 12a | Electronic Faucet with syphon/drain | 1 | Grohe | T&S, Klarco, Hansgrohe, Chicago Faucets, electronic faucets | Book 1 – Page 588 (Int. Ref 128-0005)
Book 1 | Ground Floor - Outlook Bar | RAB 12b | Under Counter Pull Out Waste Bin * | 1 | Custom fabrication | None (custom-fabricated item) | Book 1 – Page 589 (Int. Ref 000-0266)
Book 1 | Ground Floor - Outlook Bar | RAB 13 | SlimJim Bottle Mobile Waste Bin with Hinged Lid | 1 | Rubbermaid | Cambro, Trolly and Bin | Book 1 – Page 590 (Int. Ref 737-0013)
Book 1 | Ground Floor - Outlook Bar | RAB 14 | Centrifuge Juice Extractor | 1 | santos | Zumex, Hamilton beach | Book 1 – Page 591 (Int. Ref 157-0005)
Book 1 | Ground Floor - Outlook Bar | RAB 15 | Coffee Grinder | 1 | santos | Ditting, Yeni | Book 1 – Page 592 (Int. Ref 157-0001)
Book 1 | Ground Floor - Outlook Bar | RAB 16 | Set of Slides for incorporation into a base unit * | 1 | Custom fabrication | None (custom-fabricated item) | Book 1 – Page 593 (Int. Ref 001-0007)
Book 1 | Ground Floor - Outlook Bar | RAB 17 | Inset Sink * | 1 | Prisma SPA, Rhine Kitchen, Ginox RAK or Pilsa SA only |  | Book 1 – Page 594 (Int. Ref 000-0020)
Book 1 | Ground Floor - Outlook Bar | RAB 17a | Faucet and other Attachments - Sink Unit | 0 | T&S Brass | Klarco, Kraus | Book 1 – Page 595 (Int. Ref 128-0002)
Book 1 | Ground Floor - Outlook Bar | RAB 18 | Set of Drawers GN 1/1 (3 qty)- for incorporation into a base unit * | 1 | Custom fabrication | None (custom-fabricated item) | Book 1 – Page 596 (Int. Ref 001-0008)
Book 1 | Ground Floor - Outlook Bar | RAB 19 | By I.D Contractor -Counter tops/support, facias, wall finishes and other features by ID _For Front & Back Counter* | l |  |  | Book 1 – Page 597 (Int. Ref 000-0001Z)
Book 1 | Ground Floor - Cold Kitchen | CLD 1 | Floor Channel with Odor Trap & Grating - 350mm As Per Plan | 4 | Custom fabrication | None (custom-fabricated item) | Book 1 – Page 599 (Int. Ref 708-0023)
Book 1 | Ground Floor - Cold Kitchen | CLD 1a | Floor Channel with Odor Trap & Grating - 450mmx350mm As Per Plan | 2 | Custom fabrication | None (custom-fabricated item) | Book 1 – Page 600 (Int. Ref 708-0023A)
Book 1 | Ground Floor - Cold Kitchen | CLD 2 | Cantilevered wash hand basin - knee control | 1 | Tournus | DSS, Sofinor, Eagle Group, Mechline | Book 1 – Page 601 (Int. Ref 130-0001)
Book 1 | Ground Floor - Cold Kitchen | CLD 3 | Fly Killer - Ss Cover- Glueboard to suit site | 2 | Insectocutor | Branderburg, Johnson Group | Book 1 – Page 602 (Int. Ref 720-0004)
Book 1 | Ground Floor - Cold Kitchen | CLD 4 | Table - Wall Type with single bowl sink, undershelf and integral angle ledge unit plus drawer nest. 2mm top * | 1 | Custom fabrication | None (custom-fabricated item) | Book 1 – Page 603 (Int. Ref 910-0004D)
Book 1 | Ground Floor - Cold Kitchen | CLD 4a | Faucet and other Attachments - Sink Unit | 1 | T&S Brass | Klarco, Kraus | Book 1 – Page 604 (Int. Ref 128-0002)
Book 1 | Ground Floor - Cold Kitchen | CLD 5 | Refrigerated Preparation Table - 2 Sections with 4 Drawers GN1/2 | 1 | Infrico | Williams, Destar | Book 1 – Page 605 (Int. Ref 736-0007E)
Book 1 | Ground Floor - Cold Kitchen | CLD 7 | Shelf over Hatch Opening and Hatch Cladding to sides and top. * | 1 | Custom fabrication | None (custom-fabricated item) | Book 1 – Page 607 (Int. Ref 000-0196)
Book 1 | Ground Floor - Cold Kitchen | CLD 8 | Speed Cook Oven | 1 | Turbochef | Merrychef, Amana | Book 1 – Page 608 (Int. Ref 476-0002)
Book 1 | Ground Floor - Cold Kitchen | CLD 9 | Mobile Waste Bin - Brute Undercounter | 2 | Rubbermaid | Cambro, Trolly and Bin | Book 1 – Page 609 (Int. Ref 737-0003)
Book 1 | Ground Floor - Cold Kitchen | CLD 10 | Single Wall Shelf * | 1 | Custom fabrication | None (custom-fabricated item) | Book 1 – Page 610 (Int. Ref 129-0079)
Book 1 | Ground Floor - Cold Kitchen | CLD 11 | Table - Centre Type with undershelf 2mm top * | 1 | Custom fabrication | None (custom-fabricated item) | Book 1 – Page 611 (Int. Ref 910-0011)
Book 1 | Ground Floor - Cold Kitchen | CLD 12 | Overhead Shelf _Table Mounted* | 3 | Custom fabrication | None (custom-fabricated item) | Book 1 – Page 612 (Int. Ref 000-0195)
Book 1 | Ground Floor - Cold Kitchen | CLD 13 | Counter Refrigerator - 2 Doors GN 1/1 -305L Biscuit Top | 2 | Infrico | Williams, Destar | Book 1 – Page 613 (Int. Ref 736-0007B)
Book 1 | Ground Floor - Cold Kitchen | CLD 14 | Twin Drawer Undercounter Warmer | 1 | Alto-Shaam | CIRCUM Hot/Cold-DSS, Hatco, Moffats, B.Pro | Book 1 – Page 614 (Int. Ref 705-0008)
Book 1 | Ground Floor - Cold Kitchen | CLD 15 | Undercounter Freezer 1 Solid Door - 150L | 2 | Infrico | Williams, Destar | Book 1 – Page 615 (Int. Ref 736-0061A)
Book 1 | Ground Floor - Cold Kitchen | CLD 16 | Crepe Maker - Table Top | 1 | Neumarker | Waring | Book 1 – Page 616 (Int. Ref 190-0012)
Book 1 | Ground Floor - Cold Kitchen | CLD 17 | Waffle Maker - Table top | 1 | Neumarker | Wells, Waring | Book 1 – Page 617 (Int. Ref 190-0011)
Book 1 | Ground Floor - Cold Kitchen | CLD 18 | Automatic Slicer | 1 | Hobart | Berkel, Dito sama, Powerline | Book 1 – Page 618 (Int. Ref 811-0035A)
Book 1 | Ground Floor - Cold Kitchen | CLD 19 | Upright Refrigerator - 1 Door GN 2/1 - 700L | 1 | Infrico | Williams, Destar | Book 1 – Page 619 (Int. Ref 736-0001)
Book 1 | Ground Floor - Cold Kitchen | CLD 20 | Table - Wall Type with single bowl sink, undershelf and drawer nest. 2mm top * | 1 | Custom fabrication | None (custom-fabricated item) | Book 1 – Page 620 (Int. Ref 910-0004A)
Book 1 | Ground Floor - Cold Kitchen | CLD 20a | Faucet and other Attachments - Sink Unit | 1 | T&S Brass | Klarco, Kraus | Book 1 – Page 621 (Int. Ref 128-0002)
Book 1 | Ground Floor - Cold Kitchen | CLD 21 | Food Processor 5.9 ltrs Variable Speed | 1 | Robot Coupe | Dito Sama, Hobart | Book 1 – Page 622 (Int. Ref 001-0032B)
Book 1 | Ground Floor - Cold Kitchen | CLD 22 | Combined Blender and Cooking System Tabletop | 1 | Thermomix | Hotmix Pro | Book 1 – Page 623 (Int. Ref 175-0008)
Book 1 | Ground Floor - Cold Kitchen | CLD 23 | Pacojet 4 | 1 | Pacojet | Pacojet Switzerland | Book 1 – Page 624 (Int. Ref 175-0001A)
Book 1 | Ground Floor - Cold Kitchen | CLD 24 | Double Panini Grill | 1 | Sirman |  | Book 1 – Page 625 (Int. Ref 001-0146)
Book 1 | Ground Floor - Cold Kitchen | CLD 25 | Knife Steriliser with UV Light -15 Knife 1 Door Cabinet with Magnetized Bar | 1 | Tournus | Sofinor, Bourgeat | Book 1 – Page 626 (Int. Ref 130-0026)
Book 1 | Ground Floor - Cold Kitchen | CLD 26 | Saladette Unit Cap. 4X1/3 Pans and 1x1/2 Pans - Stainless Steel Cover -on Shelf | 1 | Infrico | Williams, Destar | Book 1 – Page 627 (Int. Ref 736-0055)
Book 1 | Ground Floor - Cold Kitchen | CLD 27 | Refrigerated Preparation Table-Three Door GN1/1 - 465L | 1 | Infrico | Williams, Destar | Book 1 – Page 628 (Int. Ref 736-0006)
Book 1 | Ground Floor - Cold Kitchen | CLD 28 | Mobile Refrigerated Holding Trolley - 10xGN1/1 | 2 | Scanbox | CIRCUM Hot/Cold-DSS, Alto-shaam, B.Pro, Moduline | Book 1 – Page 629 (Int. Ref 706-0011)
Book 1 | Ground Floor - Cold Kitchen | CLD 29 | Cold Room Water Chilled - Cold KItchen 11 Sq Mtr | 1 | DESMON | TSSC, TCTI | Book 1 – Page 630 (Int. Ref 901-0042)
Book 1 | Ground Floor - Cold Kitchen | CLD 29a | Environmental Standard( Low Power - Extended Food Life) - Mineral Absorber for Cold /Freezer Rooms | 5 | Humitech . Ireland | Ecoroq Australia, Humico PTE of Singapore | Book 1 – Page 631 (Int. Ref 901-0050)
Book 1 | Ground Floor - Cold Kitchen | CLD 30 | Anodized Aluminium Slatted 4 Tier Rack | 13 | Hupfer | DSS, Metro, Tournus, Tonon | Book 1 – Page 632 (Int. Ref 221-0021)
Book 1 | Ground Floor - Cold Kitchen | CLD 31 | Angle Ledge Trolley * | 2 | Custom fabrication | None (custom-fabricated item) | Book 1 – Page 633 (Int. Ref 129-0041)
Book 1 | Ground Floor - Cold Kitchen | CLD 32 | Freezer Room Water Chilled - Cold Freezer 7.5 Sq Mtr | 1 | DESMON | TSSC, TCTI | Book 1 – Page 634 (Int. Ref 901-0043)
Book 1 | Ground Floor - Cold Kitchen | CLD 32a | Environmental Standard( Low Power - Extended Food Life) - Mineral Absorber for Cold /Freezer Rooms | 3 | Humitech . Ireland | Ecoroq Australia, Humico PTE of Singapore | Book 1 – Page 635 (Int. Ref 901-0050)
Book 1 | Ground Floor - Lobby Lounge Bar | RBB 1 | Self Contained Ice Cuber 41 kg/day w/ 15kg Bin -Air Cooled | 1 | Hoshizaki | Scotsman, Ice-O-Matic, Manitowoc | Book 1 – Page 639 (Int. Ref 734-0003)
Book 1 | Ground Floor - Lobby Lounge Bar | RBB 1a | Filter System For Under Counter Ice Production Machines | 1 | Everpure | Culligan, So-Safe | Book 1 – Page 640 (Int. Ref 139-0014)
Book 1 | Ground Floor - Lobby Lounge Bar | RBB 2 | Undercounter Bottle Display Unit 2 Glass Doors - S/S Finish 193L | 3 | Infrico | Williams, Destar | Book 1 – Page 641 (Int. Ref 736-0029D)
Book 1 | Ground Floor - Lobby Lounge Bar | RBB 3 | Expresso Coffee Ground Recepticle * | 1 | Prisma SPA, Rhine Kitchen, Ginox RAK or Pilsa SA only |  | Book 1 – Page 642 (Int. Ref 913-0001)
Book 1 | Ground Floor - Lobby Lounge Bar | RBB 4 | Undercounter Refrigerator 1 Solid Door - 150L | 1 | Infrico | Williams, Destar | Book 1 – Page 643 (Int. Ref 736-0070)
Book 1 | Ground Floor - Lobby Lounge Bar | RBB 5 | Fully Automatic Coffee Machine Steam & Cappuccino with Refrigeration unit and Cup Warmer | 1 | conti | La Cimbali, 'Faema | Book 1 – Page 644 (Int. Ref 166-0010)
Book 1 | Ground Floor - Lobby Lounge Bar | RBB 5a | Filter system for espresso machines | 1 | Everpure | Culligan, So-Safe | Book 1 – Page 645 (Int. Ref 139-0001)
Book 1 | Ground Floor - Lobby Lounge Bar | RBB 7 | Cocktail Unit Ice well adjacent to chopping area with waste chute and pull out bin, next to sink with blender station . * | 1 | Custom fabrication | None (custom-fabricated item) | Book 1 – Page 647 (Int. Ref 129-0140)
Book 1 | Ground Floor - Lobby Lounge Bar | RBB 8 | Undercounter Dish/Glass/Tray/Cutlery Washer - 65 racks/h, 50x50 cm Rack Size | 1 | Winterhalter | Meiko, Hobart Germany | Book 1 – Page 648 (Int. Ref 586-0004)
Book 1 | Ground Floor - Lobby Lounge Bar | RBB 8a | Filter System For Scale Prevention & Corrosion Control for Dishwasher /Glass washer | 1 | Everpure | Culligan, So-Safe | Book 1 – Page 649 (Int. Ref 139-0004)
Book 1 | Ground Floor - Lobby Lounge Bar | RBB 9 | Bottle Display Unit 1 Glass Door S/S Finish - 140L | 1 | Infrico | Williams, Destar | Book 1 – Page 650 (Int. Ref 736-0029)
Book 1 | Ground Floor - Lobby Lounge Bar | RBB 10 | Commercial Blender with Sound Enclosure - 2.1 Ltr/Jar | 1 | Blendtec | Hamilton Beach, Vitamix | Book 1 – Page 651 (Int. Ref 811-0034)
Book 1 | Ground Floor - Lobby Lounge Bar | RBB 11 | By MEP Contractor - Floor Grid or Floor Trap * | 1 |  |  | Book 1 – Page 652 (Int. Ref 000-0017A)
Book 1 | Ground Floor - Lobby Lounge Bar | RBB 12 | Inset Sink for Handwash * | 1 | Prisma SPA, Rhine Kitchen, Ginox RAK or Pilsa SA only |  | Book 1 – Page 653 (Int. Ref 000-0020B)
Book 1 | Ground Floor - Lobby Lounge Bar | RBB 12a | Electronic Faucet with syphon/drain | 1 | Grohe | T&S, Klarco, Hansgrohe, Chicago Faucets, electronic faucets | Book 1 – Page 654 (Int. Ref 128-0005)
Book 1 | Ground Floor - Lobby Lounge Bar | RBB 12b | Under Counter Pull Out Waste Bin * | 1 | Custom fabrication | None (custom-fabricated item) | Book 1 – Page 655 (Int. Ref 000-0266)
Book 1 | Ground Floor - Lobby Lounge Bar | RBB 13 | SlimJim Bottle Mobile Waste Bin with Hinged Lid | 1 | Rubbermaid | Cambro, Trolly and Bin | Book 1 – Page 656 (Int. Ref 737-0013)
Book 1 | Ground Floor - Lobby Lounge Bar | RBB 14 | Centrifuge Juice Extractor | 1 | santos | Zumex, Hamilton beach | Book 1 – Page 657 (Int. Ref 157-0005)
Book 1 | Ground Floor - Lobby Lounge Bar | RBB 15 | Inset Sink * | 1 | Prisma SPA, Rhine Kitchen, Ginox RAK or Pilsa SA only |  | Book 1 – Page 658 (Int. Ref 000-0020)
Book 1 | Ground Floor - Lobby Lounge Bar | RBB 15a | Faucet and other Attachments - Sink Unit | 1 | T&S Brass | Klarco, Kraus | Book 1 – Page 659 (Int. Ref 128-0002)
Book 1 | Ground Floor - Lobby Lounge Bar | RBB 16 | Set of Slides for incorporation into a base unit _For Cup Rack Storage* | 1 | Custom fabrication | None (custom-fabricated item) | Book 1 – Page 660 (Int. Ref 001-0007)
Book 1 | Ground Floor - Lobby Lounge Bar | RBB 17 | Set of Drawers GN 1/1 (3 qty)- for incorporation into a base unit * | 1 | Custom fabrication | None (custom-fabricated item) | Book 1 – Page 661 (Int. Ref 001-0008)
Book 1 | Ground Floor - Lobby Lounge Bar | RBB 18 | Coffee Grinder | 1 | santos | Ditting, Yeni | Book 1 – Page 662 (Int. Ref 157-0001)
Book 1 | Ground Floor - Support pantry | RCA 1 | Floor Channel with Odor Trap & Grating - 350mm As Per Plan | 1 | Custom fabrication | None (custom-fabricated item) | Book 1 – Page 665 (Int. Ref 708-0023)
Book 1 | Ground Floor - Support pantry | RCA 2 | Cantilevered wash hand basin - knee control | 1 | Tournus | DSS, Sofinor, Eagle Group, Mechline | Book 1 – Page 666 (Int. Ref 130-0001)
Book 1 | Ground Floor - Support pantry | RCA 3 | Fly Killer - 100m2 Room Coverage to suit site | 1 | Insectocutor | Branderburg, Johnson Group | Book 1 – Page 667 (Int. Ref 720-0002)
Book 1 | Ground Floor - Support pantry | RCA 4 | Mobile Waste Bin - Brute undercounter | 1 | Rubbermaid | Cambro, Trolly and Bin | Book 1 – Page 668 (Int. Ref 737-0003)
Book 1 | Ground Floor - Support pantry | RCA 5 | Table - Wall Type with single bowl sink and undershelf 2mm top * | 1 | Custom fabrication | None (custom-fabricated item) | Book 1 – Page 669 (Int. Ref 910-0004)
Book 1 | Ground Floor - Support pantry | RCA 5A | Faucet and other Attachments - Sink Unit / Prep | 1 | T&S Brass | Klarco, Kraus | Book 1 – Page 670 (Int. Ref 128-0040)
Book 1 | Ground Floor - Support pantry | RCA 6 | Floor Channel with Odor Trap & Grating - 450mmx350mm As Per Plan | 1 | Custom fabrication | None (custom-fabricated item) | Book 1 – Page 671 (Int. Ref 708-0023A)
Book 1 | Ground Floor - Support pantry | RCA 7 | Undercounter Dish/Glass/Tray/Cutlery Washer - 65 racks/h, 50x50 cm Rack Size | 1 | Winterhalter | Meiko, Hobart Germany | Book 1 – Page 672 (Int. Ref 586-0004)
Book 1 | Ground Floor - Support pantry | RCA 7a | Filter/Softening System For Single Rack Dishwasher | 1 | Pentair | Culligan, So-Safe | Book 1 – Page 673 (Int. Ref 139-0003)
Book 1 | Ground Floor - Support pantry | RCA 8 | Fully Automatic Coffee Machine Steam & Cappuccino with Refrigeration unit and Cup Warmer | 1 | conti | La Cimbali, 'Faema | Book 1 – Page 674 (Int. Ref 166-0010)
Book 1 | Ground Floor - Support pantry | RCA 8a | Filter system for espresso machines | 1 | Everpure | Culligan, So-Safe | Book 1 – Page 675 (Int. Ref 139-0001)
Book 1 | Ground Floor - Support pantry | RCA 9 | Undercounter Refrigerator 1 Solid Door - 150L | 1 | Infrico | Williams, Destar | Book 1 – Page 676 (Int. Ref 736-0070)
Book 1 | Ground Floor - Support pantry | RCA 10 | Self Contained Ice Cuber 41 kg/day w/ 15kg Bin -Air Cooled | 1 | Hoshizaki | Scotsman, Ice-O-Matic, Manitowoc | Book 1 – Page 677 (Int. Ref 734-0003)
Book 1 | Ground Floor - Support pantry | RCA 10a | Filter System For Under Counter Ice Production Machines | 1 | Everpure | Culligan, So-Safe | Book 1 – Page 678 (Int. Ref 139-0014)
Book 1 | Ground Floor - Support pantry | RCA 11 | Automatic Turkish Coffee maker with Double Pot | 1 | Boncafe | OKYAY, BEKO | Book 1 – Page 679 (Int. Ref 157-0016)
Book 1 | Ground Floor - Support pantry | RCA 12 | Instantaneous Heated Water Boiler - 30Lt. | 1 | YPT | elite Flame, Burco | Book 1 – Page 680 (Int. Ref 223-0012)
Book 1 | Ground Floor - Support pantry | RCA 12a | Filter System For Water Boiler | 1 | Everpure | Culligan, So-Safe | Book 1 – Page 681 (Int. Ref 139-0013)
Book 1 | Ground Floor - Support pantry | RCA 13 | Upright Slimline Refrigerator - 1 Door 1/1 - 325L | 1 | Infrico | Williams, Destar | Book 1 – Page 682 (Int. Ref 736-0039)
Book 1 | Ground Floor - Support pantry | RCA 14 | Single Wall Shelf * | 2 | Custom fabrication | None (custom-fabricated item) | Book 1 – Page 683 (Int. Ref 129-0079)
Book 1 | Ground Floor - Support pantry | RCA 15 | Anodized Aluminium Slatted 4 Tier Rack | 2 | Hupfer | DSS, Metro, Tournus, Tonon | Book 1 – Page 684 (Int. Ref 221-0021)
Book 1 | Ground Floor - Housekeeping Pantry | HPA 1 | Floor Channel with Odor Trap & Grating - 350mm As Per Plan | 2 | Custom fabrication | None (custom-fabricated item) | Book 1 – Page 687 (Int. Ref 708-0023)
Book 1 | Ground Floor - Housekeeping Pantry | HPA 2 | Cantilevered wash hand basin - knee control | 1 | Tournus | DSS, Sofinor, Eagle Group, Mechline | Book 1 – Page 688 (Int. Ref 130-0001)
Book 1 | Ground Floor - Housekeeping Pantry | HPA 3 | Fly Killer - 100m2 Room Coverage to suit site | 1 | Insectocutor | Branderburg, Johnson Group | Book 1 – Page 689 (Int. Ref 720-0002)
Book 1 | Ground Floor - Housekeeping Pantry | HPA 4 | Mobile Waste Bin Slim Jim Step-On (Beige color) | 1 | Rubbermaid | Carlisle, Green Revolution, Cosmoplast | Book 1 – Page 690 (Int. Ref 737-0001)
Book 1 | Ground Floor - Housekeeping Pantry | HPA 5 | Table - Wall Type with single bowl sink and undershelf 2mm top * | 1 | Custom fabrication | None (custom-fabricated item) | Book 1 – Page 691 (Int. Ref 910-0004)
Book 1 | Ground Floor - Housekeeping Pantry | HPA 5a | Faucet and other Attachments - Sink Unit | 1 | T&S Brass | Klarco, Kraus | Book 1 – Page 692 (Int. Ref 128-0002)
Book 1 | Ground Floor - Housekeeping Pantry | HPA 6 | Twin Open Wall Shelf * | 1 | Custom fabrication | None (custom-fabricated item) | Book 1 – Page 693 (Int. Ref 129-0028)
Book 1 | Ground Floor - Housekeeping Pantry | HPA 7 | Undercounter Dish/Glass/Tray/Cutlery Washer - 65 racks/h, 50x50 cm Rack Size | 1 | Winterhalter | Meiko, Hobart Germany | Book 1 – Page 694 (Int. Ref 586-0004)
Book 1 | Ground Floor - Housekeeping Pantry | HPA 7a | Filter System For Scale Prevention & Corrosion Control for Dishwasher /Glass washer | 1 | Everpure | Culligan, So-Safe | Book 1 – Page 695 (Int. Ref 139-0004)
Book 1 | Ground Floor - Housekeeping Pantry | HPA 8 | Self Contained Ice Cuber 41 kg/day w/ 15kg Bin -Air Cooled | 1 | Hoshizaki | Scotsman, Ice-O-Matic, Manitowoc | Book 1 – Page 696 (Int. Ref 734-0003)
Book 1 | Ground Floor - Housekeeping Pantry | HPA 8a | Filter System For Under Counter Ice Production Machines | 1 | Everpure | Culligan, So-Safe | Book 1 – Page 697 (Int. Ref 139-0014)
Book 1 | Ground Floor - Housekeeping Pantry | HPA 9 | 300 cups/day - Fully Automatic Coffee Machine + Milk Beverage with Fridge & Cupwarmer | 1 | La cimbali | Faema | Book 1 – Page 698 (Int. Ref 166-0003)
Book 1 | Ground Floor - Housekeeping Pantry | HPA 9a | Filter system for espresso machines | 1 | Everpure | Culligan, So-Safe | Book 1 – Page 699 (Int. Ref 139-0001)
Book 1 | Ground Floor - Housekeeping Pantry | HPA 10 | Undercounter Refrigerator 1 Solid Door - 150L | 1 | Infrico | Williams, Destar | Book 1 – Page 700 (Int. Ref 736-0070)
Book 1 | Ground Floor - Housekeeping Pantry | HPA 11 | Microwave Oven - 34 ltrs _on shelf | 1 |  |  | Book 1 – Page 701 (Int. Ref 161-0002)
Book 1 | 1st Floor-Driver's Pantry 01 | DP1 1 | Floor Channel with Odor Trap & Grating - 350mm As Per Plan | 1 | Custom fabrication | None (custom-fabricated item) | Book 1 – Page 704 (Int. Ref 708-0023)
Book 1 | 1st Floor-Driver's Pantry 01 | DP1 2 | Fly Killer - Ss Cover- Glueboard to suit site | 1 | Insectocutor | Branderburg, Johnson Group | Book 1 – Page 705 (Int. Ref 720-0004)
Book 1 | 1st Floor-Driver's Pantry 01 | DP1 3 | Table - Wall Type with inset wash hand basin (pull out bin beneath) and inset sink and undershelf. 2mm top _Shape As Plan* | 1 | Custom fabrication | None (custom-fabricated item) | Book 1 – Page 706 (Int. Ref 910-0005)
Book 1 | 1st Floor-Driver's Pantry 01 | DP1 3a | Faucet and other Attachments - Preparation Table | 1 | T&S Brass | Klarco, Kraus | Book 1 – Page 707 (Int. Ref 128-0001)
Book 1 | 1st Floor-Driver's Pantry 01 | DP1 4 | Automatic Coffee Urn -Single 3 Gallons | 1 | Curtis | Fetco, Frankie | Book 1 – Page 708 (Int. Ref 773-0005)
Book 1 | 1st Floor-Driver's Pantry 01 | DP1 4a | Filter system for espresso machines | 1 | Everpure | Culligan, So-Safe | Book 1 – Page 709 (Int. Ref 139-0001)
Book 1 | 1st Floor-Driver's Pantry 01 | DP1 5 | Undercounter Refrigerator 1 Solid Door - 150L | 1 | Infrico | Williams, Destar | Book 1 – Page 710 (Int. Ref 736-0070)
Book 1 | 1st Floor-Driver's Pantry 01 | DP1 6 | Microwave Oven - 34 ltrs _on shelf | 1 |  |  | Book 1 – Page 711 (Int. Ref 161-0002)
Book 1 | 6th Floor-Driver's Pantry 06 | DP6 1 | Floor Channel with Odor Trap & Grating - 350mm As Per Plan | 1 | Custom fabrication | None (custom-fabricated item) | Book 1 – Page 714 (Int. Ref 708-0023)
Book 1 | 6th Floor-Driver's Pantry 06 | DP6 2 | Fly Killer - Ss Cover- Glueboard to suit site | 1 | Insectocutor | Branderburg, Johnson Group | Book 1 – Page 715 (Int. Ref 720-0004)
Book 1 | 6th Floor-Driver's Pantry 06 | DP6 3 | Table - Wall Type with inset wash hand basin (pull out bin beneath) and inset sink and undershelf. 2mm top _Shape As Plan* | 1 | Custom fabrication | None (custom-fabricated item) | Book 1 – Page 716 (Int. Ref 910-0005)
Book 1 | 6th Floor-Driver's Pantry 06 | DP6 3a | Faucet and other Attachments - Preparation Table | 1 | T&S Brass | Klarco, Kraus | Book 1 – Page 717 (Int. Ref 128-0001)
Book 1 | 6th Floor-Driver's Pantry 06 | DP6 4 | Automatic Coffee Urn -Single 3 Gallons | 1 | Curtis | Fetco, Frankie | Book 1 – Page 718 (Int. Ref 773-0005)
Book 1 | 6th Floor-Driver's Pantry 06 | DP6 4a | Filter system for espresso machines | 1 | Everpure | Culligan, So-Safe | Book 1 – Page 719 (Int. Ref 139-0001)
Book 1 | 6th Floor-Driver's Pantry 06 | DP6 5 | Undercounter Refrigerator 1 Solid Door - 150L | 1 | Infrico | Williams, Destar | Book 1 – Page 720 (Int. Ref 736-0070)
Book 1 | 6th Floor-Driver's Pantry 06 | DP6 6 | Microwave Oven - 34 ltrs _on shelf | 1 |  |  | Book 1 – Page 721 (Int. Ref 161-0002)
Book 2 | General |  | Cost of analysing and certifying samples of stainless steel used in custom fabrication | lot
Book 2 | Level 08 - Banquet Washing Area | BWA 1 | Floor Channel with Odor Trap & Grating - 350mm as per plan | 4 | DSS | Aco System | Book 2 – Page 3 (Int. Ref 708 - 0023)
Book 2 | Level 08 - Banquet Washing Area | BWA 2 | Fly Killer - 100m2 Room Coverage _To Suit Site | 3 | Insectocutor | Branderburg, Johnson Group | Book 2 – Page 4 (Int. Ref 720 - 0002)
Book 2 | Level 08 - Banquet Washing Area | BWA 3 | Floor Channel with Odor Trap & Grating - 1550mmx350mm as per plan | 1 | DSS | Aco System | Book 2 – Page 5 (Int. Ref 708 - 0014)
Book 2 | Level 08 - Banquet Washing Area | BWA 4 | Stainless Steel Sorting Table * | 1 | Custom fabrication | None (custom-fabricated item) | Book 2 – Page 6 (Int. Ref 129 - 0043)
Book 2 | Level 08 - Banquet Washing Area | BWA 5 | Anodized Aluminium Slatted 4 Tier Rack | 9 | Hupfer | DSS, Metro, Tournus, Tonon | Book 2 – Page 7 (Int. Ref 221 - 0021)
Book 2 | Level 08 - Banquet Washing Area | BWA 6 | Tray Clearance Trolley | 2 | Hupfer | DSS, Metro, Tonon | Book 2 – Page 8 (Int. Ref 221 - 0030)
Book 2 | Level 08 - Banquet Washing Area | BWA 7 | Plasma Ionisation Smell Reduction Unit | 1 | HVAC Plasmaclean | Mechline Hygenikx, Aerox | Book 2 – Page 9 (Int. Ref 749 - 0002)
Book 2 | Level 08 - Banquet Washing Area | BWA 8 | Undercounter Dish/Glass/Tray/Cutlery Washer - 65 racks/h, 50x50 cm Rack Size | 1 | Winterhalter | Meiko, Hobart Germany | Book 2 – Page 10 (Int. Ref 586 - 0004)
Book 2 | Level 08 - Banquet Washing Area | BWA 8A | Filter System For Scale Prevention & Corrosion Control for Dishwasher /Glass washer | 1 | Everpure | Culligan, So - Safe | Book 2 – Page 11 (Int. Ref 139 - 0004)
Book 2 | Level 08 - Banquet Washing Area | BWA 9 | 2 Compartment Waste Refrigerator for 120 L or 240 L | 1 | Primax /MGK . /UAE | Destar, Gamko, Viessmann | Book 2 – Page 12 (Int. Ref 471 - 0024)
Book 2 | Level 08 - Banquet Washing Area | BWA 10 | Stainless Steel Inlet Sink Table * | 1 | Custom fabrication | None (custom-fabricated item) | Book 2 – Page 13 (Int. Ref 129 - 0044)
Book 2 | Level 08 - Banquet Washing Area | BWA 10A | Faucet and other Attachments -Spray Faucet | 1 | T&S Brass | Klarco, Kraus | Book 2 – Page 14 (Int. Ref 128 - 0004)
Book 2 | Level 08 - Banquet Washing Area | BWA 11 | Utensil Washer - 12/24/40/64 racks/h | 1 | Winterhalter | Meiko, Hobart Germany | Book 2 – Page 15 (Int. Ref 586 - 0024)
Book 2 | Level 08 - Banquet Washing Area | BWA 11A | Filter/Softening System For Single Rack Dishwasher | 1 | Pentair | Culligan, So - Safe | Book 2 – Page 16 (Int. Ref 139 - 0003)
Book 2 | Level 08 - Banquet Washing Area | BWA 12 | Overhead Wash Rack Holder * | 1 | Custom fabrication | None (custom-fabricated item) | Book 2 – Page 17 (Int. Ref 129 - 0015)
Book 2 | Level 08 - Banquet Washing Area | BWA 13 | Vapour Hood - 1500 cu mtrs per hour exhaust * | 1 | Custom fabrication | None (custom-fabricated item) | Book 2 – Page 18 (Int. Ref 129 - 0027)
Book 2 | Level 08 - Banquet Washing Area | BWA 14 | Two Tank Rack Conveyor Dishwasher w/ Pre-cleaning Tank, Wash & Dual Rinse Section - up to 160 racks/h | 1 | Winterhalter | Meiko, Hobart Germany | Book 2 – Page 19 (Int. Ref 586 - 0006)
Book 2 | Level 08 - Banquet Washing Area | BWA 14A | Filter/Softening System For Single Rack Dishwasher | 1 | Pentair | Culligan, So - Safe | Book 2 – Page 20 (Int. Ref 139 - 0003)
Book 2 | Level 08 - Banquet Washing Area | BWA 15 | Roller Exit Table | 1 | Custom fabrication | None (custom-fabricated item) | Book 2 – Page 21 (Int. Ref 131 - 0012)
Book 2 | Level 08 - Banquet Washing Area | BWA 16 | Mobile Container 140 Ltrs | 1 | Tournus | Hupfer, Rieber .co.uk) | Book 2 – Page 22 (Int. Ref 221 - 0001)
Book 2 | Level 08 - Banquet Washing Area | BWA 17 | Triple bowl sink, twin drainer - 80 cm deep _Shape As Plan* | 1 | Custom fabrication | None (custom-fabricated item) | Book 2 – Page 23 (Int. Ref 129 - 0007)
Book 2 | Level 08 - Banquet Washing Area | BWA 17a | Faucet and other Attachments -Spray Faucet | 1 | T&S Brass | Klarco, Kraus | Book 2 – Page 24 (Int. Ref 128 - 0004)
Book 2 | Level 08 - Banquet Washing Area | BWA 18 | Vapour Hood - 3000 cu mtrs per hour exhaust * | 1 | Custom fabrication | None (custom-fabricated item) | Book 2 – Page 25 (Int. Ref 129 - 0027A)
Book 2 | Level 08 - Banquet Washing Area | BWA 19 | Floor Channel with Odor Trap & Grating - 1050mm as per plan | 1 | DSS | Aco System | Book 2 – Page 26 (Int. Ref 708 - 0017)
Book 2 | Level 08 - Banquet Washing Area | BWA 20 | Cantilevered wash hand basin - knee control | 1 | Tournus | DSS, Sofinor, Eagle Group, Mechline | Book 2 – Page 27 (Int. Ref 130 - 0001)
Book 2 | Level 08 - Banquet Washing Area | BWA 21 | Mop Sink Storage Cabinet | 1 | Eagle group | B.Pro( - solutions.com, Custom | Book 2 – Page 28 (Int. Ref 775 - 0007A)
Book 2 | Level 08 - Banquet Washing Area | BWA 22 | Plate Transport Dish Caddy | 20 | Cambro | Carlisle, Metro | Book 2 – Page 29 (Int. Ref 711 - 0039A)
Book 2 | Level 08 - Banquet Washing Area | BWA 23 | Custom Mobile Stainless Steel Trolly for transport Bulk Silver Utensils * | 7 | Custom fabrication | None (custom-fabricated item) | Book 2 – Page 30 (Int. Ref 000 - 0041)
Book 2 | Level 08 - Banquet Washing Area | BWA 24 | Lockable Upright Cabinet * | 2 | Custom fabrication | None (custom-fabricated item) | Book 2 – Page 31 (Int. Ref 000 - 0155)
Book 2 | Level 08 - Banquet Washing Area | BWA 25 | Cam Dollies Dish Rack w/ Handle | 10 | Cambro | Carlisle, Metro | Book 2 – Page 32 (Int. Ref 711 - 0040A)
Book 2 | Level 08 - Banquet Washing Area | BWA 26 | Overhead Wash Rack Holder * | 1 | Custom fabrication | None (custom-fabricated item) | Book 2 – Page 33 (Int. Ref 129 - 0015)
Book 2 | Level 08 - Banquet Washing Area | BWA 27 | Mobile Waste Bin Slim Jim Step-On (Beige color) | 1 | Rubbermaid | Carlisle, Green Revolution, Cosmoplast | Book 2 – Page 34 (Int. Ref 737 - 0001)
Book 2 | Level 08 - Banquet Beverage Support | BVE 1 | Floor Channel with Odor Trap & Grating - 350mm as per plan | 1 | DSS | Aco System | Book 2 – Page 35 (Int. Ref 708 - 0023)
Book 2 | Level 08 - Banquet Beverage Support | BVE 2 | Fly Killer - 100m2 Room Coverage _To Suit Site | 1 | Insectocutor | Branderburg, Johnson Group | Book 2 – Page 36 (Int. Ref 720 - 0002)
Book 2 | Level 08 - Banquet Beverage Support | BVE 3 | Upright Slimline Refrigerator - 1 Glass Door 1/1 - 325L | 1 | Infrico | Williams, Destar | Book 2 – Page 37 (Int. Ref 736 - 0081)
Book 2 | Level 08 - Banquet Beverage Support | BVE 4 | Twin Open Wall Shelf * | 2 | Custom fabrication | None (custom-fabricated item) | Book 2 – Page 38 (Int. Ref 129 - 0028)
Book 2 | Level 08 - Banquet Beverage Support | BVE 5 | Self Contained Ice Cuber 41 kg/day w/ 15kg Bin -Air Cooled | 1 | Hoshizaki | Scotsman, Ice - O - Matic, Manitowoc | Book 2 – Page 39 (Int. Ref 734 - 0003)
Book 2 | Level 08 - Banquet Beverage Support | BVE 5a | Filter System For Under Counter Ice Production Machines | 1 | Everpure | Culligan, So - Safe | Book 2 – Page 40 (Int. Ref 139 - 0014)
Book 2 | Level 08 - Banquet Beverage Support | BVE 6 | Automatic Multifruit Juicer | 1 | Zumex | AJC, Santos, Hamilton beach | Book 2 – Page 41 (Int. Ref 157 - 0004B)
Book 2 | Level 08 - Banquet Beverage Support | BVE 7 | Mobile Waste Bin Slim Jim Step-On (Beige color) | 1 | Rubbermaid | Carlisle, Green Revolution, Cosmoplast | Book 2 – Page 42 (Int. Ref 737 - 0001)
Book 2 | Level 08 - Banquet Beverage Support | BVE 8 | Table - Wall Type with inset wash hand basin (pull out bin beneath), inset sink, undershelf and integral angle ledge unit. 2mm top with cuprack storage* | 1 | Custom fabrication | None (custom-fabricated item) | Book 2 – Page 43 (Int. Ref 910 - 0005B)
Book 2 | Level 08 - Banquet Beverage Support | BVE 8a | Faucet and other Attachments - Preparation Table | 1 | T&S Brass | Klarco, Kraus | Book 2 – Page 44 (Int. Ref 128 - 0007)
Book 2 | Level 08 - Banquet Beverage Support | BVE 9 | Undercounter Refrigerator 1 Solid Door - 150L | 2 | Infrico | Williams, Destar | Book 2 – Page 45 (Int. Ref 736 - 0070)
Book 2 | Level 08 - Banquet Beverage Support | BVE 10 | Cocktail Unit Ice well adjacent to chopping area with waste chute and pull out bin, next to sink with blender station . * | 1 | Custom fabrication | None (custom-fabricated item) | Book 2 – Page 46 (Int. Ref 129 - 0140)
Book 2 | Level 08 - Banquet Beverage Support | BVE 11 | Commercial Blender with Sound Enclosure - 2.1 Ltr/Jar | 1 | Blendtec | Hamilton Beach, Vitamix | Book 2 – Page 47 (Int. Ref 811 - 0034)
Book 2 | Level 08 - Banquet Beverage Support | BVE 12 | Table - Wall Type with undershelf 2mm top * | 2 | Custom fabrication | None (custom-fabricated item) | Book 2 – Page 48 (Int. Ref 910 - 0001)
Book 2 | Level 08 - Banquet Beverage Support | BVE 13 | Shelf over Hatch Opening and Hatch Cladding to sides and top. * | 1 | Custom fabrication | None (custom-fabricated item) | Book 2 – Page 49 (Int. Ref 000 - 0196)
Book 2 | Level 08 - Banquet Beverage Support | BVE 14 | SlimJim Bottle Bin with handles, Lid and Trolley | 1 | Rubbermaid | Cambro, Trolly and Bin | Book 2 – Page 50 (Int. Ref 737 - 0006)
Book 2 | Level 08 - Banquet Beverage Support | BVE 15 | Cold Room Water Chilled _For Beverage Chiller 5 Sq Mtr | 1 | DESMON | TSSC, TCTI | Book 2 – Page 51 (Int. Ref 901 - 0042)
Book 2 | Level 08 - Banquet Beverage Support | BVE 16 | Anodized Aluminium Slatted 4 Tier Rack | 3 | Hupfer | DSS, Metro, Tournus, Tonon | Book 2 – Page 52 (Int. Ref 221 - 0021)
Book 2 | Level 08 - Banquet Beverage Support | BVE 18 | Automatic Turkish Coffee maker - 2 x 2 cup capacity | 1 | Boncafe | OKYAY | Book 2 – Page 54 (Int. Ref 157 - 0014)
Book 2 | Level 08 - Banquet Beverage Support | BVE 19 | Instantaneous Heated Water Boiler - 30Lt. | 1 | YPT | elite Flame, Burco | Book 2 – Page 55 (Int. Ref 223 - 0012)
Book 2 | Level 08 - Banquet Beverage Support | BVE 19a | Filter System For Water Boiler | 1 | Everpure | Culligan, So - Safe | Book 2 – Page 56 (Int. Ref 139 - 0013)
Book 2 | Level 08 - Banquet Beverage Support | BVE 20 | Fully Automatic Coffee Machine Steam & Cappuccino with Refrigeration unit and Cup Warmer | 1 | conti | La Cimbali, 'Faema | Book 2 – Page 57 (Int. Ref 166 - 0010)
Book 2 | Level 08 - Banquet Beverage Support | BVE 20a | Filter system for espresso machines | 1 | Everpure | Culligan, So - Safe | Book 2 – Page 58 (Int. Ref 139 - 0001)
Book 2 | Level 08 - Banquet Beverage Support | BVE 21 | Floor Channel with Odor Trap & Grating - 450mmx350mm as per plan | 1 | DSS | Aco System | Book 2 – Page 59 (Int. Ref 708 - 0023A)
Book 2 | Level 08 - Banquet Beverage Support | BBS 1 | Floor Channel with Odor Trap & Grating - 350mm as per plan | 2 | DSS | Aco System | Book 2 – Page 60 (Int. Ref 708 - 0023)
Book 2 | Level 08 - Banquet Beverage Support | BBS 2 | Cantilevered wash hand basin - knee control | 1 | Tournus | DSS, Sofinor, Eagle Group, Mechline | Book 2 – Page 61 (Int. Ref 130 - 0001)
Book 2 | Level 08 - Banquet Beverage Support | BBS 3 | Fly Killer - 100m2 Room Coverage _To Suit Site | 1 | Insectocutor | Branderburg, Johnson Group | Book 2 – Page 62 (Int. Ref 720 - 0002)
Book 2 | Level 08 - Banquet Beverage Support | BBS 4 | Mobile Waste Bin - Brute _Undercounter | 1 | Rubbermaid | Cambro, Trolly and Bin | Book 2 – Page 63 (Int. Ref 737 - 0003)
Book 2 | Level 08 - Banquet Beverage Support | BBS 5 | Table - Wall Type with single bowl sink, undershelf and integral angle ledge unit. 2mm top Shape as plan with cup rack storage* | 1 | Custom fabrication | None (custom-fabricated item) | Book 2 – Page 64 (Int. Ref 910 - 0004B)
Book 2 | Level 08 - Banquet Beverage Support | BBS 5a | Faucet and other Attachments - Preparation Table | 1 | T&S Brass | Klarco, Kraus | Book 2 – Page 65 (Int. Ref 128 - 0007)
Book 2 | Level 08 - Banquet Beverage Support | BBS 6 | Twin Open Wall Shelf * | 4 | Custom fabrication | None (custom-fabricated item) | Book 2 – Page 66 (Int. Ref 129 - 0028)
Book 2 | Level 08 - Banquet Beverage Support | BBS 7 | Boiled and Chilled Water Tap with Under Counter Boiler/Refrigerated Unit for Beverages. | 1 | Zip | Billi, No MoreBottles, 'Marco | Book 2 – Page 67 (Int. Ref 185 - 0003)
Book 2 | Level 08 - Banquet Beverage Support | BBS 7A | Filter System For Water Boiler | 1 | Everpure | Culligan, So - Safe | Book 2 – Page 68 (Int. Ref 139 - 0013)
Book 2 | Level 08 - Banquet Beverage Support | BBS 8 | Automatic Turkish Coffee maker with Double Pot | 1 | Boncafe | OKYAY, BEKO | Book 2 – Page 69 (Int. Ref 157 - 0016)
Book 2 | Level 08 - Banquet Beverage Support | BBS 9 | Undercounter Refrigerator 1 Solid Door - 150L | 1 | Infrico | Williams, Destar | Book 2 – Page 70 (Int. Ref 736 - 0070)
Book 2 | Level 08 - Banquet Beverage Support | BBS 10 | Fully Automatic Coffee Machine Steam & Cappuccino with Refrigeration unit and Cup Warmer | 1 | conti | La Cimbali, 'Faema | Book 2 – Page 71 (Int. Ref 166 - 0010)
Book 2 | Level 08 - Banquet Beverage Support | BBS 10a | Filter system for espresso machines | 1 | Everpure | Culligan, So - Safe | Book 2 – Page 72 (Int. Ref 139 - 0001)
Book 2 | Level 08 - Banquet Beverage Support | BBS 11 | Twin Thermal Coffee Brewer | 1 | Bravilor | Fetco, Bunn | Book 2 – Page 73 (Int. Ref 158 - 0003)
Book 2 | Level 08 - Banquet Beverage Support | BBS 11a | Thermos Dispenser for Coffee Brewer | 1 | Bravilor |  | Book 2 – Page 74 (Int. Ref 158 - 0003A)
Book 2 | Level 08 - Banquet Beverage Support | BBS 12 | Undercounter Bottle Display Unit 2 Glass Doors - S/S Finish 193L | 1 | Infrico | Williams, Destar | Book 2 – Page 75 (Int. Ref 736 - 0029A)
Book 2 | Level 08 - Banquet Beverage Support | BBS 13 | Floor Channel with Odor Trap & Grating - 450mmx350mm as per plan | 1 | DSS | Aco System | Book 2 – Page 76 (Int. Ref 708 - 0023A)
Book 2 | Level 08 - Banquet Beverage Support | BBS 14 | Upright Slimline Refrigerator - 1 Glass Door 1/1 - 325L | 2 | Infrico | Williams, Destar | Book 2 – Page 77 (Int. Ref 736 - 0081)
Book 2 | Level 08 - Banquet Beverage Support | BBS 15 | Ice Flaker - 450kg/day Air Cooled w/ 340kg Bin | 1 | Hoshizaki | Scotsman, Ice - O - Matic, Manitowoc | Book 2 – Page 78 (Int. Ref 734 - 0001)
Book 2 | Level 08 - Banquet Beverage Support | BBS 15a | Filter System For Ice Production Machines | 1 | Everpure | Culligan, So - Safe | Book 2 – Page 79 (Int. Ref 139 - 0002)
Book 2 | Level 08 - Banquet Beverage Support | BBS 16 | Floor Channel with Odor Trap & Grating - 1050mm x350mm as per plan | 1 | DSS | Aco System | Book 2 – Page 80 (Int. Ref 708 - 0017)
Book 2 | Level 08 - Banquet Regen & Plating Area | EPD 1 | Floor Channel with Odor Trap & Grating - 350mm as per plan | 2 | DSS | Aco System | Book 2 – Page 81 (Int. Ref 708 - 0023)
Book 2 | Level 08 - Banquet Regen & Plating Area | EPD 2 | Cantilevered wash hand basin - knee control | 1 | Tournus | DSS, Sofinor, Eagle Group, Mechline | Book 2 – Page 82 (Int. Ref 130 - 0001)
Book 2 | Level 08 - Banquet Regen & Plating Area | EPD 3 | Fly Killer - 100m2 Room Coverage _To Suit Site | 2 | Insectocutor | Branderburg, Johnson Group | Book 2 – Page 83 (Int. Ref 720 - 0002)
Book 2 | Level 08 - Banquet Regen & Plating Area | EPD 4 | Mobile Waste Bin - Brute _Undercounter | 1 | Rubbermaid | Cambro, Trolly and Bin | Book 2 – Page 84 (Int. Ref 737 - 0003)
Book 2 | Level 08 - Banquet Regen & Plating Area | EPD 5 | Table - Wall Type with inset wash hand basin (pull out bin beneath) and inset sink and undershelf. 2mm top * | 1 | Custom fabrication | None (custom-fabricated item) | Book 2 – Page 85 (Int. Ref 910 - 0005)
Book 2 | Level 08 - Banquet Regen & Plating Area | EPD 5A | Faucet and other Attachments - Preparation Table | 1 | T&S Brass | Klarco, Kraus | Book 2 – Page 86 (Int. Ref 128 - 0007)
Book 2 | Level 08 - Banquet Regen & Plating Area | EPD 6 | Combi-Oven 11 x 1/1GN Electric _Stacked | 1 | Convotherm | Rational, Unox, Eloma, 'MKN | Book 2 – Page 87 (Int. Ref 132 - 0006)
Book 2 | Level 08 - Banquet Regen & Plating Area | EPD 6A | Filter System For Combi Steamers & Countertop steamers | 2 | Everpure | Culligan, So - Safe | Book 2 – Page 88 (Int. Ref 139 - 0010)
Book 2 | Level 08 - Banquet Regen & Plating Area | EPD 7 | Refrigerated Preparation Table - Biscuit top 3 Sections with 6 drawers 1/1 | 1 | Infrico | Williams, Destar | Book 2 – Page 89 (Int. Ref 736 - 0006D)
Book 2 | Level 08 - Banquet Regen & Plating Area | EPD 8 | Mobile Hot Holding Trolley - 14 x GN 1/1 | 3 | Scanbox | CIRCUM Hot/Cold - DSS, Alto - shaam, B.Pro, Moduline | Book 2 – Page 90 (Int. Ref 705 - 0021)
Book 2 | Level 08 - Banquet Regen & Plating Area | EPD 9 | Mobile Refrigerated Holding Trolley Single Door - 14 GN1/1 | 2 | Scanbox | CIRCUM Hot/Cold - DSS, Alto - shaam, B.Pro, Moduline | Book 2 – Page 91 (Int. Ref 705 - 0020)
Book 2 | Level 08 - Banquet Regen & Plating Area | EPD 10 | Mobile Waste Bin Slim Jim Step-On (Beige color) | 1 | Rubbermaid | Carlisle, Green Revolution, Cosmoplast | Book 2 – Page 92 (Int. Ref 737 - 0001)
Book 2 | Level 08 - Banquet Regen & Plating Area | EPD 11 | Continuous Convection Cooled Conveyor System | 2 | B.Pro | None | Book 2 – Page 93 (Int. Ref 134 - 0008)
Book 2 | Level 08 - Banquet Regen & Plating Area | EPD 12 | Hot Pick Up Stn. * | 2 | Custom fabrication | None (custom-fabricated item) | Book 2 – Page 94 (Int. Ref 129 - 0061A)
Book 2 | Level 08 - Banquet Regen & Plating Area | EPD 13 | Cold Pick Up Stn. * | 1 | Custom fabrication | None (custom-fabricated item) | Book 2 – Page 95 (Int. Ref 129 - 0093)
Book 2 | Level 08 - Banquet Regen & Plating Area | EPD 14 | Electric Combi Steamer 20 x 1/1 GN | 1 | Convotherm | Rational, Unox, Eloma, 'MKN | Book 2 – Page 96 (Int. Ref 132 - 0007)
Book 2 | Level 08 - Banquet Regen & Plating Area | EPD 14A | Filter System For Combi Steamers & Countertop steamers | 1 | Everpure | Culligan, So - Safe | Book 2 – Page 97 (Int. Ref 139 - 0010)
Book 2 | Level 08 - Banquet Regen & Plating Area | EPD 15 | Four Burner Range on Gas Oven | 1 | MKN | Therma, Charvet, Ambach | Book 2 – Page 98 (Int. Ref 222 - 0006)
Book 2 | Level 08 - Banquet Regen & Plating Area | EPD 16 | Spreader Unit | 1 | MKN | Therma, Charvet, Ambach | Book 2 – Page 99 (Int. Ref 222 - 0003)
Book 2 | Level 08 - Banquet Regen & Plating Area | EPD 17 | Twin Well Fryer - Electric | 1 | MKN | Therma, Charvet, Ambach | Book 2 – Page 100 (Int. Ref 222 - 0004E)
Book 2 | Level 08 - Banquet Regen & Plating Area | EPD 18 | PerformAir Self Cleaning Hood - Wall Type (1 Skin) w/ Pulsair Extract 6471. Conditioned 21-23° C dehumidified supply air 5500 linear diffuser set 1 mtr. from edge of hood. Balance air from other areas 971. All in c3/h. | 1 | Ginox | GIF, Halton, ETS Nord | Book 2 – Page 101 (Int. Ref 339 - 0009)
Book 2 | Level 08 - Banquet Regen & Plating Area | EPD 19 | Fire Suppression/Fighting System | 1 | Avenger System LLC / Falcon Fire & Safety Equip | Ansul, Kidde | Book 2 – Page 103 (Int. Ref 729 - 0002)
Book 2 | Level 08 - Banquet Regen & Plating Area | EPD 20 | Twin Open Wall Shelf * | 1 | Custom fabrication | None (custom-fabricated item) | Book 2 – Page 104 (Int. Ref 129 - 0028)
Book 2 | Level 08 - Banquet Regen & Plating Area | EPD 21 | Combi-Oven 7 x 1/1GN Gas | 1 | Convotherm | Rational, Unox, Eloma, 'MKN | Book 2 – Page 105 (Int. Ref 132 - 0001)
Book 2 | Level 08 - Banquet Regen & Plating Area | EPD 22 | Floor Channel with Odor Trap & Grating - 450mmx350mm as per plan | 2 | DSS | Aco System | Book 2 – Page 106 (Int. Ref 708 - 0023A)
Book 2 | Level 08 - Holding Chiller | EHS 1 | Floor Channel with Odor Trap & Grating - 350mm as per plan | 1 | DSS | Aco System | Book 2 – Page 108 (Int. Ref 708 - 0023)
Book 2 | Level 08 - Holding Chiller | EHS 2 | Cold Room Water Chilled _For Holding Chiller 8 Sq Mtr | 1 | DESMON | TSSC, TCTI | Book 2 – Page 109 (Int. Ref 901 - 0042)
Book 2 | Level 08 - Holding Chiller | EHS 3 | Angle Ledge Trolley - Enclosed w Protective Cover | 3 | Hupfer | Tonon, DSS, Metro | Book 2 – Page 110 (Int. Ref 221 - 0009)
Book 2 | Level 08 - Holding Chiller | EHS 4 | Mobile Plate Jack Stacks | 4 | Jack Stacks | Cambro, hupfer, Metro | Book 2 – Page 111 (Int. Ref 582 - 0001)
Book 2 | Level 8 - House Keeping Pantry | QAC 1 | Floor Channel with Odor Trap & Grating - 350mm as per plan | 2 | DSS | Aco System | Book 2 – Page 115 (Int. Ref 708 - 0023)
Book 2 | Level 8 - House Keeping Pantry | QAC 2 | Cantilevered wash hand basin - knee control | 1 | Tournus | DSS, Sofinor, Eagle Group, Mechline | Book 2 – Page 116 (Int. Ref 130 - 0001)
Book 2 | Level 8 - House Keeping Pantry | QAC 3 | Mobile Waste Bin Slim Jim Step-On (Beige color) | 1 | Rubbermaid | Carlisle, Green Revolution, Cosmoplast | Book 2 – Page 117 (Int. Ref 737 - 0001)
Book 2 | Level 8 - House Keeping Pantry | QAC 4 | Fly Killer - 100m2 Room Coverage _To Suit Site | 1 | Insectocutor | Branderburg, Johnson Group | Book 2 – Page 118 (Int. Ref 720 - 0002)
Book 2 | Level 8 - House Keeping Pantry | QAC 5 | Anodized Aluminium Slatted 4 Tier Rack | 1 | Hupfer | DSS, Metro, Tournus, Tonon | Book 2 – Page 119 (Int. Ref 221 - 0021)
Book 2 | Level 8 - House Keeping Pantry | QAC 6 | Table - Wall Type with single bowl sink, undershelf and drawer nest. 2mm top _Shaped as plan* | 1 | Custom fabrication | None (custom-fabricated item) | Book 2 – Page 120 (Int. Ref 910 - 0004A)
Book 2 | Level 8 - House Keeping Pantry | QAC 6a | Faucet and other Attachments - Sink Unit | 1 | T&S Brass | Klarco, Kraus | Book 2 – Page 121 (Int. Ref 128 - 0002)
Book 2 | Level 8 - House Keeping Pantry | QAC 7 | Undercounter Glass Washer - 65 racks/h, 40x40 cm Rack Size | 1 | Winterhalter | Meiko, Hobart Germany | Book 2 – Page 122 (Int. Ref 586 - 0003)
Book 2 | Level 8 - House Keeping Pantry | QAC 7a | Filter System For Scale Prevention & Corrosion Control for Dishwasher /Glass washer | 1 | Everpure | Culligan, So - Safe | Book 2 – Page 123 (Int. Ref 139 - 0004)
Book 2 | Level 8 - House Keeping Pantry | QAC 8 | Self Contained Ice Cuber 41 kg/day w/ 15kg Bin -Air Cooled | 1 | Hoshizaki | Scotsman, Ice - O - Matic, Manitowoc | Book 2 – Page 124 (Int. Ref 734 - 0003)
Book 2 | Level 8 - House Keeping Pantry | QAC 8A | Filter System For Under Counter Ice Production Machines | 1 | Everpure | Culligan, So - Safe | Book 2 – Page 125 (Int. Ref 139 - 0014)
Book 2 | Level 8 - House Keeping Pantry | QAC 9 | Twin Open Wall Shelf * | 1 | Custom fabrication | None (custom-fabricated item) | Book 2 – Page 126 (Int. Ref 129 - 0028)
Book 2 | Level 8 - House Keeping Pantry | QAC 12 | Lockable Upright Cabinet * | 1 | Custom fabrication | None (custom-fabricated item) | Book 2 – Page 129 (Int. Ref 000 - 0155)
Book 2 | Level 08 - Holding Chiller | EHS 1 | Floor Channel with Odor Trap & Grating - 350mm as per plan | 1 | DSS | Aco System | Book 2 – Page 131 (Int. Ref 708 - 0023)
Book 2 | Level 08 - Holding Chiller | EHS 2 | Cold Room Water Chilled _Holding Chiller 8 Sq Mtr | 1 | DESMON | TSSC, TCTI | Book 2 – Page 132 (Int. Ref 901 - 0042)
Book 2 | Level 08 - Holding Chiller | EHS 3 | Angle Ledge Trolley - Enclosed w Protective Cover | 3 | Hupfer | Tonon, DSS, Metro | Book 2 – Page 133 (Int. Ref 221 - 0009)
Book 2 | Level 08 - Holding Chiller | EHS 4 | Mobile Plate Jack Stacks | 4 | Jack Stacks | Cambro, hupfer, Metro | Book 2 – Page 134 (Int. Ref 582 - 0001)
Book 2 | Level 9 - Beverage Dispense | HHH 1 | By MEP Contractor - Floor Grid or Floor Trap as per plan* | l |  |  | Book 2 – Page 137 (Int. Ref 000 - 0017A)
Book 2 | Level 9 - Beverage Dispense | HHH 2 | Inset Sink for Handwash * | 1 | Prisma SPA, Rhine Kitchen, Ginox RAK or Pilsa SA only |  | Book 2 – Page 138 (Int. Ref 000 - 0020B)
Book 2 | Level 9 - Beverage Dispense | HHH 2A | Electronic Faucet with syphon/drain | 1 | Grohe | T&S, Klarco, Hansgrohe, Chicago Faucets, electronic faucets | Book 2 – Page 139 (Int. Ref 128 - 0005)
Book 2 | Level 9 - Beverage Dispense | HHH 2B | Under Counter Pull Out Waste Bin * | 1 | Custom fabrication | None (custom-fabricated item) | Book 2 – Page 140 (Int. Ref 000 - 0266)
Book 2 | Level 9 - Beverage Dispense | HHH 3 | SlimJim Bottle Mobile Waste Bin with Hinged Lid | 1 | Rubbermaid | Cambro, Trolly and Bin | Book 2 – Page 141 (Int. Ref 737 - 0013)
Book 2 | Level 9 - Beverage Dispense | HHH 4 | Expresso Coffee Ground Recepticle * | 1 | Prisma SPA, Rhine Kitchen, Ginox RAK or Pilsa SA only |  | Book 2 – Page 142 (Int. Ref 913 - 0001)
Book 2 | Level 9 - Beverage Dispense | HHH 5 | 3-Group Semi-Automatic Espresso Coffee Machine | 1 | Faema | conti, Bravilor | Book 2 – Page 143 (Int. Ref 166 - 0039)
Book 2 | Level 9 - Beverage Dispense | HHH 5A | Filter system for espresso machines | 1 | Everpure | Culligan, So - Safe | Book 2 – Page 144 (Int. Ref 139 - 0001)
Book 2 | Level 9 - Beverage Dispense | HHH 6 | Coffee Grinder | 2 | Compak | WMF, Franke | Book 2 – Page 145 (Int. Ref 166 - 0015)
Book 2 | Level 9 - Beverage Dispense | HHH 7 | Self Contained Ice Cuber 41 kg/day w/ 15kg Bin -Air Cooled | 1 | Hoshizaki | Scotsman, Ice - O - Matic, Manitowoc | Book 2 – Page 146 (Int. Ref 734 - 0003)
Book 2 | Level 9 - Beverage Dispense | HHH 7A | Filter System For Under Counter Ice Production Machines | 1 | Everpure | Culligan, So - Safe | Book 2 – Page 147 (Int. Ref 139 - 0014)
Book 2 | Level 9 - Beverage Dispense | HHH 8 | Boiled and Chilled Water Tap | 1 | Zip | Billi, No MoreBottles, 'Marco | Book 2 – Page 148 (Int. Ref 185 - 0002)
Book 2 | Level 9 - Beverage Dispense | HHH 8A | Filter System For Water Boiler | 1 | Everpure | Culligan, So - Safe | Book 2 – Page 149 (Int. Ref 139 - 0013)
Book 2 | Level 9 - Beverage Dispense | HHH 9 | Undercounter Freezer 1 Solid Door - 150L | 1 | Infrico | Williams, Destar | Book 2 – Page 150 (Int. Ref 736 - 0067)
Book 2 | Level 9 - Beverage Dispense | HHH 10 | Automatic Multifruit Juicer | 1 | Zumex | AJC, Santos, Hamilton beach | Book 2 – Page 151 (Int. Ref 157 - 0004B)
Book 2 | Level 9 - Beverage Dispense | HHH 11 | Undercounter Bottle Display Unit 3 Glass Doors - S/S Finish 296L | 1 | Infrico | Williams, Destar | Book 2 – Page 152 (Int. Ref 736 - 0029F)
Book 2 | Level 9 - Beverage Dispense | HHH 12 | Undercounter Refrigerator 1 Solid Door - 150L | 2 | Infrico | Williams, Destar | Book 2 – Page 153 (Int. Ref 736 - 0070)
Book 2 | Level 9 - Beverage Dispense | HHH 13 | Cocktail Unit Ice well adjacent to chopping area with waste chute and pull out bin, next to sink with blender station . * | 1 | Custom fabrication | None (custom-fabricated item) | Book 2 – Page 154 (Int. Ref 129 - 0140)
Book 2 | Level 9 - Beverage Dispense | HHH 14 | Commercial Blender with Sound Enclosure - 2.1 Ltr/Jar | 1 | Blendtec | Hamilton Beach, Vitamix | Book 2 – Page 155 (Int. Ref 811 - 0034)
Book 2 | Level 9 - Beverage Dispense | HHH 15 | By I.D Contractor -Counter tops/support, facias, wall finishes and other features by ID for Front & Back Counters* | l |  |  | Book 2 – Page 156 (Int. Ref 000 - 0001Z)
Book 2 | Level 9 - Beverage Dispense | HHH 16 | FOH Fly Killer - Uplighter - Glueboard 25m2 Coverage _To Suit Site | 1 | Insectocutor | Branderburg, Johnson Group | Book 2 – Page 157 (Int. Ref 720 - 0003)
Book 2 | Level 9 - Beverage Dispense | HHH 18 | Set of Slides for incorporation into a base unit _For cuprack storage* | 1 | Custom fabrication | None (custom-fabricated item) | Book 2 – Page 159 (Int. Ref 001 - 0007)
Book 2 | Level 9 - Beverage Dispense | HHH 19 | Turkish Coffee Electric Sand Boiler | 1 | OKYAY |  | Book 2 – Page 160 (Int. Ref 157 - 0013)
Book 2 | Level 9 - Beverage Dispense | HHH 20 | Undercounter Glass Washer - 65 racks/h, 40x40 cm Rack Size w/ Built-in RO | 1 | Winterhalter | Meiko, Hobart Germany | Book 2 – Page 161 (Int. Ref 586 - 0003A)
Book 2 | Level 9 - Beverage Dispense | HHH 20a | Filter System For Scale Prevention & Corrosion Control for Dishwasher /Glass washer | 1 | Everpure | Culligan, So - Safe | Book 2 – Page 162 (Int. Ref 139 - 0004)
Book 2 | Level 9 - Beverage Dispense | HHH 21 | Inset Sink Bowl * | 1 | Prisma SPA, Rhine Kitchen, Ginox RAK or Pilsa SA only |  | Book 2 – Page 163 (Int. Ref 000 - 0020C)
Book 2 | Level 9 - Beverage Dispense | HHH 21a | FOH - Faucet and other Attachments - Sink Unit | 1 | T&S Brass | Klarco, Kraus | Book 2 – Page 164 (Int. Ref 128 - 0002A)
Book 2 | Level 9 - Beverage Dispense | HHH 22 | Set of Drawers GN 1/1 (3 qty)- for incorporation into a base unit * | 1 |  |  | Book 2 – Page 165 (Int. Ref 001 - 0008)
Book 2 | Level 09 - Speciality Restaurant - Hot Kitchen Area | RHK 1 | Floor Channel with Odor Trap & Grating - 350mm as per plan | 2 | DSS | Aco System | Book 2 – Page 167 (Int. Ref 708 - 0023)
Book 2 | Level 09 - Speciality Restaurant - Hot Kitchen Area | RHK 2 | Cantilevered wash hand basin - knee control | 2 | Tournus | DSS, Sofinor, Eagle Group, Mechline | Book 2 – Page 168 (Int. Ref 130 - 0001)
Book 2 | Level 09 - Speciality Restaurant - Hot Kitchen Area | RHK 3 | Fly Killer - 100m2 Room Coverage _To Suit Site | 2 | Insectocutor | Branderburg, Johnson Group | Book 2 – Page 169 (Int. Ref 720 - 0002)
Book 2 | Level 09 - Speciality Restaurant - Hot Kitchen Area | RHK 4 | Mobile Waste Bin Slim Jim Step-On (Beige color) | 3 | Rubbermaid | Carlisle, Green Revolution, Cosmoplast | Book 2 – Page 170 (Int. Ref 737 - 0001)
Book 2 | Level 09 - Speciality Restaurant - Hot Kitchen Area | RHK 5 | Table - Wall Type with single bowl sink, undershelf and integral angle ledge unit plus drawer nest. 2mm top * | 1 | Custom fabrication | None (custom-fabricated item) | Book 2 – Page 171 (Int. Ref 910 - 0004D)
Book 2 | Level 09 - Speciality Restaurant - Hot Kitchen Area | RHK 5a | Faucet and other Attachments - Sink Unit | 1 | T&S Brass | Klarco, Kraus | Book 2 – Page 172 (Int. Ref 128 - 0002)
Book 2 | Level 09 - Speciality Restaurant - Hot Kitchen Area | RHK 6 | Twin Open Wall Shelf * | 2 | Custom fabrication | None (custom-fabricated item) | Book 2 – Page 173 (Int. Ref 129 - 0028)
Book 2 | Level 09 - Speciality Restaurant - Hot Kitchen Area | RHK 7 | Refrigerated Preparation Table - 2 Sections with 4 Drawers GN1/2 | 4 | Infrico | Williams, Destar | Book 2 – Page 174 (Int. Ref 736 - 0007E)
Book 2 | Level 09 - Speciality Restaurant - Hot Kitchen Area | RHK 8 | Food Processor 5.9 ltrs Variable Speed | 1 | Robot Coupe | Dito Sama, Hobart | Book 2 – Page 175 (Int. Ref 001 - 0032B)
Book 2 | Level 09 - Speciality Restaurant - Hot Kitchen Area | RHK 9 | Combi-Oven 11 x 1/1GN Electric _Stacked | 1 | Convotherm | Rational, Unox, Eloma, 'MKN | Book 2 – Page 176 (Int. Ref 132 - 0006)
Book 2 | Level 09 - Speciality Restaurant - Hot Kitchen Area | RHK 9a | Filter System For Combi Steamers & Countertop steamers | 1 | Everpure | Culligan, So - Safe | Book 2 – Page 177 (Int. Ref 139 - 0010)
Book 2 | Level 09 - Speciality Restaurant - Hot Kitchen Area | RHK 10 | Combi-Oven 7 x 1/1GN Electric | 1 | Convotherm | Rational, Unox, Eloma, 'MKN | Book 2 – Page 178 (Int. Ref 132 - 0001E)
Book 2 | Level 09 - Speciality Restaurant - Hot Kitchen Area | RHK 10a | Filter System For Combi Steamers & Countertop steamers | 1 | Everpure | Culligan, So - Safe | Book 2 – Page 179 (Int. Ref 139 - 0010)
Book 2 | Level 09 - Speciality Restaurant - Hot Kitchen Area | RHK 11 | Ventless Hood - Electric type | 1 | Convotherm | Rational, Unox, Eloma, 'MKN | Book 2 – Page 180 (Int. Ref 132 - 0003)
Book 2 | Level 09 - Speciality Restaurant - Hot Kitchen Area | RHK 12 | Upright Freezer- 1 Door GN 2/1 - 600L | 1 | Infrico | Williams, Destar | Book 2 – Page 181 (Int. Ref 736 - 0011)
Book 2 | Level 09 - Speciality Restaurant - Hot Kitchen Area | RHK 13 | Spreader Unit | 4 | MKN | Therma, Charvet, Ambach | Book 2 – Page 182 (Int. Ref 222 - 0003)
Book 2 | Level 09 - Speciality Restaurant - Hot Kitchen Area | RHK 14 | 6 Burner Gas Range with Gas Oven 2/1 GN | 1 | MKN | Therma, Charvet, Ambach | Book 2 – Page 183 (Int. Ref 222 - 0031)
Book 2 | Level 09 - Speciality Restaurant - Hot Kitchen Area | RHK 15 | Electric Bain Marie 1/1 GN | 1 | MKN | Therma, Charvet, Ambach | Book 2 – Page 184 (Int. Ref 222 - 0009)
Book 2 | Level 09 - Speciality Restaurant - Hot Kitchen Area | RHK 16 | Work Table to match adjacent equipment | 1 | MKN | Therma, Charvet, Ambach | Book 2 – Page 185 (Int. Ref 222 - 0013A)
Book 2 | Level 09 - Speciality Restaurant - Hot Kitchen Area | RHK 17 | Electric Salamander Vario Intelligence on shelf | 1 | MKN | Therma, Charvet, Ambach | Book 2 – Page 186 (Int. Ref 222 - 0067A)
Book 2 | Level 09 - Speciality Restaurant - Hot Kitchen Area | RHK 18 | Electric Deep Fat Fryer -30 ltrs | 1 | MKN | Therma, Charvet, Ambach | Book 2 – Page 187 (Int. Ref 222 - 0057A)
Book 2 | Level 09 - Speciality Restaurant - Hot Kitchen Area | RHK 19 | Solid Top w/ Gas Oven 2/1GN | 1 | MKN | Therma, Charvet, Ambach | Book 2 – Page 188 (Int. Ref 222 - 0007)
Book 2 | Level 09 - Speciality Restaurant - Hot Kitchen Area | RHK 20 | Griddle/Grill - Extended Size | 1 | MKN | Therma, Charvet, Ambach | Book 2 – Page 189 (Int. Ref 222 - 0021)
Book 2 | Level 09 - Speciality Restaurant - Hot Kitchen Area | RHK 21 | Electric Pasta Cooker | 1 | MKN | Therma, Charvet, Ambach | Book 2 – Page 190 (Int. Ref 222 - 0029)
Book 2 | Level 09 - Speciality Restaurant - Hot Kitchen Area | RHK 22 | Custom Service Panel and Overhead Pass Shelf With Slatted Shelf* | 1 | Custom fabrication | None (custom-fabricated item) | Book 2 – Page 191 (Int. Ref 000 - 0257)
Book 2 | Level 09 - Speciality Restaurant - Hot Kitchen Area | RHK 23 | PerformAir Self Cleaning Hood - Island Type (2 Skin) w/ Pulsair Extract 8599. Conditioned 21-23° C dehumidified supply air 7309 perforated hood side panel to kitchen. Balance air from other areas 1290. All in c3/h. | 1 | Ginox | GIF, Halton, ETS Nord | Book 2 – Page 192 (Int. Ref 339 - 00010B)
Book 2 | Level 09 - Speciality Restaurant - Hot Kitchen Area | RHK 24 | Upright Dual Temperature Refrigerator/Freezer - 2 Doors GN 2/1 - 1400L | 2 | Infrico | Williams, Destar | Book 2 – Page 193 (Int. Ref 736 - 0053)
Book 2 | Level 09 - Speciality Restaurant - Hot Kitchen Area | RHK 25 | Anodized Aluminium Slatted 4 Tier Rack | 2 | Hupfer | DSS, Metro, Tournus, Tonon | Book 2 – Page 194 (Int. Ref 221 - 0021)
Book 2 | Level 09 - Speciality Restaurant - Hot Kitchen Area | RHK 26 | Floor Channel with Odor Trap & Grating - 450mmx350mm as per plan | 7 | DSS | Aco System | Book 2 – Page 195 (Int. Ref 708 - 0023A)
Book 2 | Level 09 - Speciality Restaurant - Hot Kitchen Area | RHK 27 | Table - Centre Type with inset wash hand basin (pull out bin beneath) and inset sink, undershelf and drawer nest. 2mm top * | 1 | Custom fabrication | None (custom-fabricated item) | Book 2 – Page 196 (Int. Ref 910 - 0013A)
Book 2 | Level 09 - Speciality Restaurant - Hot Kitchen Area | RHK 27a | Faucet and other Attachments - Preparation Table | 1 | T&S Brass | Klarco, Kraus | Book 2 – Page 197 (Int. Ref 128 - 0001)
Book 2 | Level 09 - Speciality Restaurant - Hot Kitchen Area | RHK 28 | Overhead Shelf _Table Mounted* | 4 | Custom fabrication | None (custom-fabricated item) | Book 2 – Page 198 (Int. Ref 000 - 0195)
Book 2 | Level 09 - Speciality Restaurant - Hot Kitchen Area | RHK 29 | Undercounter Freezer 1 Solid Door - 150L | 1 | Infrico | Williams, Destar | Book 2 – Page 199 (Int. Ref 736 - 0067)
Book 2 | Level 09 - Speciality Restaurant - Hot Kitchen Area | RHK 30 | Knife Steriliser with UV Light -15 Knife 1 Door Cabinet with Magnetized Bar | 1 | Tournus | Sofinor, Bourgeat | Book 2 – Page 200 (Int. Ref 130 - 0026)
Book 2 | Level 09 - Speciality Restaurant - Hot Kitchen Area | RHK 31 | Custom Fabricated Hot Cupboard with Sliding Door * | 1 | Custom fabrication | None (custom-fabricated item) | Book 2 – Page 201 (Int. Ref 000 - 0250A)
Book 2 | Level 09 - Speciality Restaurant - Hot Kitchen Area | RHK 32 | Heat Lamp _Attached on Shelf | 2 | Hatco | Baselite, Bon Chef | Book 2 – Page 202 (Int. Ref 000 - 0251B)
Book 2 | Level 09 - Speciality Restaurant - Hot Kitchen Area | RHK 33 | Overhead Shelf _Table Mounted* | 2 | Custom fabrication | None (custom-fabricated item) | Book 2 – Page 203 (Int. Ref 000 - 0195)
Book 2 | Level 09 - Speciality Restaurant - Hot Kitchen Area | RHK 34 | Mobile Hot & Cold Holding Trolley - 6+6 x GN 1/1 | 1 | Scanbox | CIRCUM Hot/Cold - DSS, Alto - shaam, B.Pro, Moduline | Book 2 – Page 204 (Int. Ref 705 - 0019)
Book 2 | Level 09 - Speciality Restaurant - Hot Kitchen Area | RHK 35 | Upright Ice Cuber 240kg/day w/ 217 kg Bin - Air Cooled | 1 | Hoshizaki | Scotsman, Ice - O - Matic, Manitowoc | Book 2 – Page 205 (Int. Ref 734 - 0005B)
Book 2 | Level 09 - Speciality Restaurant - Hot Kitchen Area | RHK 35a | Filter System For Ice Production Machines | 1 | Everpure | Culligan, So - Safe | Book 2 – Page 206 (Int. Ref 139 - 0002)
Book 2 | Level 09 - Speciality Restaurant - Hot Kitchen Area | RHK 36 | Table - Centre Type with single bowl sink, undershelf and integral angle ledge unit. 2mm top * | 1 | Custom fabrication | None (custom-fabricated item) | Book 2 – Page 207 (Int. Ref 910 - 0012B)
Book 2 | Level 09 - Speciality Restaurant - Hot Kitchen Area | RHK 36a | Faucet and other Attachments - Sink Unit | 1 | T&S Brass | Klarco, Kraus | Book 2 – Page 208 (Int. Ref 128 - 0002)
Book 2 | Level 09 - Speciality Restaurant - Hot Kitchen Area | RHK 37 | Small Baking Oven, Convection Oven with Steam Hood, lower drying cabinet ceiling mounted | 1 | miwe | Sveba Dahlen, Salva, Macpan | Book 2 – Page 209 (Int. Ref 001 - 0083)
Book 2 | Level 09 - Speciality Restaurant - Hot Kitchen Area | RHK 37a | Filter System For Combi Steamers & Countertop steamers | 1 | Everpure | Culligan, So - Safe | Book 2 – Page 210 (Int. Ref 139 - 0010)
Book 2 | Level 09 - Speciality Restaurant - Hot Kitchen Area | RHK 38 | GN Loading Roll In Trolley 20.10 | 1 | Convotherm | Rational, Unox, Eloma, 'MKN | Book 2 – Page 211 (Int. Ref 132 - 0016)
Book 2 | Level 09 - Speciality Restaurant - Hot Kitchen Area | RHK 39 | Table - Wall Type with undershelf 2mm top * | 1 | Custom fabrication | None (custom-fabricated item) | Book 2 – Page 212 (Int. Ref 910 - 0001)
Book 2 | Level 09 - Speciality Restaurant - Hot Kitchen Area | RHK 40 | Fire Suppression/Fighting System | 1 | Avenger System LLC / Falcon Fire & Safety Equip | Ansul, Kidde | Book 2 – Page 213 (Int. Ref 729 - 0002)
Book 2 | Level 09 - Speciality Restauran Washing Area | CWA 1 | Floor Channel with Odor Trap & Grating - 350mm as per plan | 2 | DSS | Aco System | Book 2 – Page 216 (Int. Ref 708 - 0023)
Book 2 | Level 09 - Speciality Restauran Washing Area | CWA 2 | Cantilevered wash hand basin - knee control | 1 | Tournus | DSS, Sofinor, Eagle Group, Mechline | Book 2 – Page 217 (Int. Ref 130 - 0001)
Book 2 | Level 09 - Speciality Restauran Washing Area | CWA 3 | Fly Killer - Ss Cover- Glueboard _To Suit Site | 2 | Insectocutor | Branderburg, Johnson Group | Book 2 – Page 218 (Int. Ref 720 - 0004)
Book 2 | Level 09 - Speciality Restauran Washing Area | CWA 4 | Plasma Ionisation Smell Reduction Unit | 1 | HVAC Plasmaclean | Mechline Hygenikx, Aerox | Book 2 – Page 219 (Int. Ref 749 - 0002)
Book 2 | Level 09 - Speciality Restauran Washing Area | CWA 5 | Mobile Waste Bin Slim Jim Step-On (Beige color) | 1 | Rubbermaid | Carlisle, Green Revolution, Cosmoplast | Book 2 – Page 220 (Int. Ref 737 - 0001)
Book 2 | Level 09 - Speciality Restauran Washing Area | CWA 6 | Shelf over Hatch Opening and Hatch Cladding to sides and top. * | 1 | Custom fabrication | None (custom-fabricated item) | Book 2 – Page 221 (Int. Ref 000 - 0196)
Book 2 | Level 09 - Speciality Restauran Washing Area | CWA 7 | Stainless Steel Sorting Table * | 1 | Custom fabrication | None (custom-fabricated item) | Book 2 – Page 222 (Int. Ref 129 - 0043)
Book 2 | Level 09 - Speciality Restauran Washing Area | CWA 8 | Stainless Steel Inlet Sink Table * | 1 | Custom fabrication | None (custom-fabricated item) | Book 2 – Page 223 (Int. Ref 129 - 0044)
Book 2 | Level 09 - Speciality Restauran Washing Area | CWA 8a | Faucet and other Attachments -Spray Faucet | 1 | T&S Brass | Klarco, Kraus | Book 2 – Page 224 (Int. Ref 128 - 0004)
Book 2 | Level 09 - Speciality Restauran Washing Area | CWA 9 | Double Basket Pass Through Dish Washer - up to 144 racks/h, 50x50 cm Rack Size | 1 | Winterhalter | Meiko, Hobart Germany | Book 2 – Page 225 (Int. Ref 586 - 0001)
Book 2 | Level 09 - Speciality Restauran Washing Area | CWA 9a | Filter System For Scale Prevention & Corrosion Control for Dishwasher /Glass washer | 1 | Everpure | Culligan, So - Safe | Book 2 – Page 226 (Int. Ref 139 - 0004)
Book 2 | Level 09 - Speciality Restauran Washing Area | CWA 10 | Vapour Hood - 1500 cu mtrs per hour exhaust * | 1 | Custom fabrication | None (custom-fabricated item) | Book 2 – Page 227 (Int. Ref 129 - 0027)
Book 2 | Level 09 - Speciality Restauran Washing Area | CWA 11 | Outlet Table with cuprack storage* | 1 | Custom fabrication | None (custom-fabricated item) | Book 2 – Page 228 (Int. Ref 129 - 0012)
Book 2 | Level 09 - Speciality Restauran Washing Area | CWA 12 | Undercounter Dish/Glass/Tray/Cutlery Washer - 65 racks/h, 50x50/54 cm Rack Size | 1 | Winterhalter | Meiko, Hobart Germany | Book 2 – Page 229 (Int. Ref 001 - 0070)
Book 2 | Level 09 - Speciality Restauran Washing Area | CWA 12a | Filter System For Scale Prevention & Corrosion Control for Dishwasher /Glass washer | 1 | Everpure | Culligan, So - Safe | Book 2 – Page 230 (Int. Ref 139 - 0004)
Book 2 | Level 09 - Speciality Restauran Washing Area | CWA 13 | Overhead Wash Rack Holder * | 1 | Custom fabrication | None (custom-fabricated item) | Book 2 – Page 231 (Int. Ref 129 - 0015)
Book 2 | Level 09 - Speciality Restauran Washing Area | CWA 14 | Floor Channel with Odor Trap & Grating - 1550mmx350mm as per plan | 2 | DSS | Aco System | Book 2 – Page 232 (Int. Ref 708 - 0014)
Book 2 | Level 09 - Speciality Restauran Washing Area | CWA 15 | Custom Overhead Pot Rack * | 2 | Custom fabrication | None (custom-fabricated item) | Book 2 – Page 233 (Int. Ref 000 - 0258)
Book 2 | Level 09 - Speciality Restauran Washing Area | CWA 16 | Triple bowl sink, twin drainer - 80 cm deep * | 1 | Custom fabrication | None (custom-fabricated item) | Book 2 – Page 234 (Int. Ref 129 - 0007)
Book 2 | Level 09 - Speciality Restauran Washing Area | CWA 16a | Faucet and other Attachments -Faucet plus Spray Faucet | 1 | T&S Brass | Klarco, Kraus | Book 2 – Page 235 (Int. Ref 128 - 0003)
Book 2 | Level 09 - Speciality Restauran Washing Area | CWA 17 | Mobile Container 140 Ltrs | 1 | Tournus | Hupfer, Rieber .co.uk) | Book 2 – Page 236 (Int. Ref 221 - 0001)
Book 2 | Level 09 - Speciality Restauran Washing Area | CWA 18 | Anodized Aluminium Slatted 4 Tier Rack | 7 | Hupfer | DSS, Metro, Tournus, Tonon | Book 2 – Page 237 (Int. Ref 221 - 0021)
Book 2 | Level 09 - Speciality Restauran Washing Area | CWA 19 | 90 deg Corner Chain Conveyor | 1 | Custom fabrication | None (custom-fabricated item) | Book 2 – Page 238 (Int. Ref 129 - 0086)
Book 2 | Level 09 - Speciality Restauran Washing Area | CWA 20 | Retractable Open Hose Reel, Stainless Steel - 50' Hose Length (15M) | 1 | T&S Brass | Klarco, Randell | Book 2 – Page 239 (Int. Ref 471 - 0005)
Book 2 | Level 09 - Speciality Restauran Washing Area | CWA 21 | Mechanised Pot Scrubber | 1 | IMC | T&S Brass, Randall | Book 2 – Page 240 (Int. Ref 471 - 0002)
Book 2 | Level 09 - Speciality Restauran Washing Area | CWA 22 | 2 Compartment Waste Refrigerator for 120 L or 240 L | 1 | Primax /MGK . /UAE | Destar, Gamko, Viessmann | Book 2 – Page 241 (Int. Ref 471 - 0024)
Book 2 | Level 09 - Speciality Restaurant - Show Kitchen | RBD 2 | By MEP Contractor - Floor Grid or Floor Trap as per plan* | l |  |  | Book 2 – Page 244 (Int. Ref 000 - 0017A)
Book 2 | Level 09 - Speciality Restaurant - Show Kitchen | RBD 3 | FOH Fly Killer - Uplighter - Glueboard 25m2 Coverage _To Suit Site | 1 | Insectocutor | Branderburg, Johnson Group | Book 2 – Page 245 (Int. Ref 720 - 0003)
Book 2 | Level 09 - Speciality Restaurant - Show Kitchen | RBD 4 | Inset Sink for Handwash * | 1 | Prisma SPA, Rhine Kitchen, Ginox RAK or Pilsa SA only |  | Book 2 – Page 246 (Int. Ref 000 - 0020B)
Book 2 | Level 09 - Speciality Restaurant - Show Kitchen | RBD 4a | Electronic Faucet with syphon/drain | 1 | Grohe | T&S, Klarco, Hansgrohe, Chicago Faucets, electronic faucets | Book 2 – Page 247 (Int. Ref 128 - 0005)
Book 2 | Level 09 - Speciality Restaurant - Show Kitchen | RBD 4b | Under Counter Pull Out Waste Bin * | 1 | Custom fabrication | None (custom-fabricated item) | Book 2 – Page 248 (Int. Ref 000 - 0266)
Book 2 | Level 09 - Speciality Restaurant - Show Kitchen | RBD 5 | Inset Sink * | 1 | Custom | Dexion . Olis | Book 2 – Page 249 (Int. Ref 000 - 0020)
Book 2 | Level 09 - Speciality Restaurant - Show Kitchen | RBD 5a | FOH - Faucet and other Attachments - Sink Unit | 1 | T&S Brass | Klarco, Kraus | Book 2 – Page 250 (Int. Ref 128 - 0002A)
Book 2 | Level 09 - Speciality Restaurant - Show Kitchen | RBD 6 | Custom Fabricated Hot Cupboard with Sliding Door * | 1 | Custom fabrication | None (custom-fabricated item) | Book 2 – Page 251 (Int. Ref 000 - 0250A)
Book 2 | Level 09 - Speciality Restaurant - Show Kitchen | RBD 7 | Stainless Steel Flour Bin | 2 | Hupfer | B.Pro - Rieber | Book 2 – Page 252 (Int. Ref 221 - 0039)
Book 2 | Level 09 - Speciality Restaurant - Show Kitchen | RBD 8 | Refrigerated Preparation Table - 2 Sections with 4 Drawers GN1/2 | 4 | Infrico | Williams, Destar | Book 2 – Page 253 (Int. Ref 736 - 0007E)
Book 2 | Level 09 - Speciality Restaurant - Show Kitchen | RBD 9 | Saladette Unit Cap. 7 -1/3 Pans | 1 | Williams | Destar, Ginox, Infrico | Book 2 – Page 254 (Int. Ref 736W - 0055)
Book 2 | Level 09 - Speciality Restaurant - Show Kitchen | RBD 10 | Set of Slides for incorporation into a base unit * | 1 | Custom fabrication | None (custom-fabricated item) | Book 2 – Page 255 (Int. Ref 001 - 0007)
Book 2 | Level 09 - Speciality Restaurant - Show Kitchen | RBD 12 | Dome Pizza Oven _cladding to detail by ID | 1 | woodstone /Beech | Morello Forni | Book 2 – Page 257 (Int. Ref 163 - 0001)
Book 2 | Level 09 - Speciality Restaurant - Show Kitchen | RBD 12a | 20-25 cm Collar for venting Pizza Oven w/ Spark Arrestor | 1 | By Manufacturer of oven. 0 | 0 | Book 2 – Page 258 (Int. Ref 000 - 0031)
Book 2 | Level 09 - Speciality Restaurant - Show Kitchen | RBD 12b | Fire Suppression/Fighting System | 1 | Avenger System LLC / Falcon Fire & Safety Equip | Ansul, Kidde | Book 2 – Page 259 (Int. Ref 729 - 0002)
Book 2 | Level 9-chef's room | CHE 2 | Wireless Temperature Monitoring System | 1 | Temptrak | Monika | Book 2 – Page 265 (Int. Ref 745 - 0001)
Book 2 | Level 09-Janitor Room | NGC 1 | Floor Channel with Odor Trap & Grating - 350mm as per plan | 1 | DSS | Aco System | Book 2 – Page 268 (Int. Ref 708 - 0023)
Book 2 | Level 09-Janitor Room | NGC 2 | Cantilevered wash hand basin - knee control | 1 | Tournus | DSS, Sofinor, Eagle Group, Mechline | Book 2 – Page 269 (Int. Ref 130 - 0001)
Book 2 | Level 09-Janitor Room | NGC 3 | Lockable Upright Cabinet _Single Door* | 1 | Custom fabrication | None (custom-fabricated item) | Book 2 – Page 270 (Int. Ref 000 - 0155)
Book 2 | Level 09-Janitor Room | NGC 4 | Mop Sink Storage Cabinet | 1 | Eagle group | B.Pro( - solutions.com, Custom | Book 2 – Page 271 (Int. Ref 775 - 0007A)
Book 2 | Level 09-Janitor Room | NGC 5 | Fly Killer - Ss Cover- Glueboard _To Suit Site | 1 | Insectocutor | Branderburg, Johnson Group | Book 2 – Page 272 (Int. Ref 720 - 0004)
Book 2 | Level 09-General Storage | NGA 1 | Floor Channel with Odor Trap & Grating - 350mm as per plan | 1 | DSS | Aco System | Book 2 – Page 275 (Int. Ref 708 - 0023)
Book 2 | Level 09-General Storage | NGA 2 | Anodized Aluminium Slatted 4 Tier Rack | 7 | Hupfer | DSS, Metro, Tournus, Tonon | Book 2 – Page 276 (Int. Ref 221 - 0021)
Book 2 | Level 09-General Storage | NGA 3 | Fly Killer - Ss Cover- Glueboard _To Suit Site | 1 | Insectocutor | Branderburg, Johnson Group | Book 2 – Page 277 (Int. Ref 720 - 0004)
Book 2 | Level 09-General Storage | NGA 4 | Upright Refrigerator - 2 Doors GN 2/1 - 1400L | 2 | Infrico | Williams, Destar | Book 2 – Page 278 (Int. Ref 736 - 0013B)
Book 2 | Level 09-General Storage | NGA 5 | Retractable Open Hose Reel, Stainless Steel - 50' Hose Length (15M) | 1 | T&S Brass | Klarco, Randell | Book 2 – Page 279 (Int. Ref 471 - 0005)
Book 2 | Level 09-Cold Kitchen | NGB 1 | Floor Channel with Odor Trap & Grating - 350mm as per plan | 2 | DSS | Aco System | Book 2 – Page 282 (Int. Ref 708 - 0023)
Book 2 | Level 09-Cold Kitchen | NGB 1a | Floor Channel with Odor Trap & Grating - 450mmx350mm as per plan | 1 | DSS | Aco System | Book 2 – Page 283 (Int. Ref 708 - 0023A)
Book 2 | Level 09-Cold Kitchen | NGB 2 | Mobile Waste Bin Slim Jim Step-On (Beige color) | 1 | Rubbermaid | Carlisle, Green Revolution, Cosmoplast | Book 2 – Page 284 (Int. Ref 737 - 0001)
Book 2 | Level 09-Cold Kitchen | NGB 3 | Table - Wall Type with inset wash hand basin (pull out bin beneath), inset sink, undershelf and integral angle ledge unit. 2mm top * | 1 | Custom fabrication | None (custom-fabricated item) | Book 2 – Page 285 (Int. Ref 910 - 0005B)
Book 2 | Level 09-Cold Kitchen | NGB 3a | Faucet and other Attachments - Preparation Table | 1 | T&S Brass | Klarco, Kraus | Book 2 – Page 286 (Int. Ref 128 - 0007)
Book 2 | Level 09-Cold Kitchen | NGB 4 | Single Wall Shelf * | 3 | Custom fabrication | None (custom-fabricated item) | Book 2 – Page 287 (Int. Ref 129 - 0079)
Book 2 | Level 09-Cold Kitchen | NGB 5 | Pacojet 4 | 1 | Pacojet | Pacojet Switzerland | Book 2 – Page 288 (Int. Ref 175 - 0001A)
Book 2 | Level 09-Cold Kitchen | NGB 6 | Undercounter Freezer 1 Solid Door - 150L | 1 | Infrico | Williams, Destar | Book 2 – Page 289 (Int. Ref 736 - 0067)
Book 2 | Level 09-Cold Kitchen | NGB 7 | Waffle Maker - Table top | 1 | Neumarker | Wells, Waring | Book 2 – Page 290 (Int. Ref 190 - 0011)
Book 2 | Level 09-Cold Kitchen | NGB 8 | Combined Blender and Cooking System Tabletop | 1 | Thermomix | Hotmix Pro | Book 2 – Page 291 (Int. Ref 381 - 0001)
Book 2 | Level 09-Cold Kitchen | NGB 9 | Table Mounted Meat Slicer | 1 | Univex | Hobart, Powerline | Book 2 – Page 292 (Int. Ref 695 - 0001)
Book 2 | Level 09-Cold Kitchen | NGB 10 | Counter Refrigerator - 2 Doors GN 1/1 -305L Biscuit Top | 1 | Infrico | Williams, Destar | Book 2 – Page 293 (Int. Ref 736 - 0007B)
Book 2 | Level 09-Cold Kitchen | NGB 11 | Refrigerated Preparation Table - 2 Sections with 4 Drawers GN1/2 | 1 | Infrico | Williams, Destar | Book 2 – Page 294 (Int. Ref 736 - 0007E)
Book 2 | Level 09-Cold Kitchen | NGB 12 | Single Wall Shelf * | 2 | Custom fabrication | None (custom-fabricated item) | Book 2 – Page 295 (Int. Ref 129 - 0079)
Book 2 | Level 09-Cold Kitchen | NGB 13 | Table - Wall Type with undershelf 2mm top * | 1 | Custom fabrication | None (custom-fabricated item) | Book 2 – Page 296 (Int. Ref 910 - 0001)
Book 2 | Level 09-Cold Kitchen | NGB 14 | Shelf over Hatch Opening and Hatch Cladding to sides and top. * | 1 | Custom fabrication | None (custom-fabricated item) | Book 2 – Page 297 (Int. Ref 000 - 0196)
Book 2 | Level 09-Cold Kitchen | NGB 15 | Twin Drawer Undercounter Warmer | 1 | Alto - Shaam | CIRCUM Hot/Cold - DSS, Hatco, Moffats, B.Pro | Book 2 – Page 298 (Int. Ref 705 - 0008)
Book 2 | Level 09-Cold Kitchen | NGB 16 | Speed Cook Oven | 1 | Turbochef | Merrychef, Amana | Book 2 – Page 299 (Int. Ref 476 - 0002)
Book 2 | Level 09-Cold Kitchen | NGB 17 | Double Panini Contact Grill | 1 | Roller grill | Waring, Avantco | Book 2 – Page 300 (Int. Ref 143 - 0001)
Book 2 | Level 09-Cold Kitchen | NGB 18 | Food Processor 5.9 ltrs Variable Speed | 1 | Robot Coupe | Dito Sama, Hobart | Book 2 – Page 301 (Int. Ref 001 - 0032B)
Book 2 | Level 09-Cold Kitchen | NGB 19 | Refrigerated Preparation Table - Biscuit top 3 Sections with 6 drawers 1/1 | 1 | Infrico | Williams, Destar | Book 2 – Page 302 (Int. Ref 736 - 0006D)
Book 2 | Level 09-Cold Kitchen | NGB 20 | Saladette Unit Cap. 3x1/3 Pans and 1x1/2 pans - Stainless Cover | 1 | Infrico | Williams, Destar | Book 2 – Page 303 (Int. Ref 736 - 0055B)
Book 2 | Level 09-Cold Kitchen | NGB 21 | Table - Wall Type with undershelf and drawer nest 2 mm top * | 1 | Custom fabrication | None (custom-fabricated item) | Book 2 – Page 304 (Int. Ref 910 - 0001A)
Book 2 | Level 09-Cold Kitchen | NGB 22 | Cold Room Water Chilled _For Cold Kitchen Chiller 9 Sq Mtr | 1 | DESMON | TSSC, TCTI | Book 2 – Page 305 (Int. Ref 901 - 0042)
Book 2 | Level 09-Cold Kitchen | NGB 22a | Environmental Standard( Low Power - Extended Food Life) - Mineral Absorber for Cold /Freezer Rooms | 5 | Humitech . Ireland | Ecoroq Australia, Humico PTE of Singapore | Book 2 – Page 306 (Int. Ref 901 - 0050)
Book 2 | Level 09-Cold Kitchen | NGB 23 | Anodized Aluminium Slatted 4 Tier Rack | 8 | Hupfer | DSS, Metro, Tournus, Tonon | Book 2 – Page 307 (Int. Ref 221 - 0021)
Book 2 | Level 09-Cold Kitchen | NGB 24 | Freezer Room Water Chilled _For Cold kitchen Freezer 6 Sq Mtr | 1 | DESMON | TSSC, TCTI | Book 2 – Page 308 (Int. Ref 901 - 0043)
Book 2 | Level 09-Cold Kitchen | NGB 24a | Environmental Standard( Low Power - Extended Food Life) - Mineral Absorber for Cold /Freezer Rooms | 3 | Humitech . Ireland | Ecoroq Australia, Humico PTE of Singapore | Book 2 – Page 309 (Int. Ref 901 - 0050)
Book 2 | Level 09-Cold Kitchen | NGB 25 | Upright Freezer- 1 Door GN 2/1 - 600L | 1 | Infrico | Williams, Destar | Book 2 – Page 310 (Int. Ref 736 - 0011)
Book 2 | Level 09-Cold Kitchen | NGB 26 | Stainless Steel Wall Cupboard * | 2 | Custom fabrication | None (custom-fabricated item) | Book 2 – Page 311 (Int. Ref 129 - 0014)
Book 2 | Level 09 - Meeting Room Pantry | MRP 1 | Floor Channel with Odor Trap & Grating - 450mmx350mm as per plan | 5 | DSS | Aco System | Book 2 – Page 313 (Int. Ref 708 - 0023A)
Book 2 | Level 09 - Meeting Room Pantry | MRP 1a | Floor Channel with Odor Trap & Grating - 350mm as per plan | 3 | DSS | Aco System | Book 2 – Page 314 (Int. Ref 708 - 0023)
Book 2 | Level 09 - Meeting Room Pantry | MRP 1b | Floor Channel with Odor Trap & Grating - 850mm x350mm as per plan | 1 | DSS | Aco System | Book 2 – Page 315 (Int. Ref 708 - 0018)
Book 2 | Level 09 - Meeting Room Pantry | MRP 2 | Fly Killer - 100m2 Room Coverage _To Suit Site | 2 | Insectocutor | Branderburg, Johnson Group | Book 2 – Page 316 (Int. Ref 720 - 0002)
Book 2 | Level 09 - Meeting Room Pantry | MRP 3 | Combi-Oven 11 x 1/1GN Electric _With base | 1 | Convotherm | Rational, Unox, Eloma, 'MKN | Book 2 – Page 317 (Int. Ref 132 - 0006)
Book 2 | Level 09 - Meeting Room Pantry | MRP 3a | Filter System For Combi Steamers & Countertop steamers | 1 | Everpure | Culligan, So - Safe | Book 2 – Page 318 (Int. Ref 139 - 0010)
Book 2 | Level 09 - Meeting Room Pantry | MRP 4 | Mobile Hot Holding Trolley - 14 x GN 1/1 | 2 | Scanbox | CIRCUM Hot/Cold - DSS, Alto - shaam, B.Pro, Moduline | Book 2 – Page 319 (Int. Ref 705 - 0021)
Book 2 | Level 09 - Meeting Room Pantry | MRP 5 | Table - Wall Type with undershelf 2mm top _Table mounted* | 2 | Custom fabrication | None (custom-fabricated item) | Book 2 – Page 320 (Int. Ref 910 - 0001)
Book 2 | Level 09 - Meeting Room Pantry | MRP 6 | Refrigerated Preparation Table - Biscuit top 3 Sections with 6 drawers 1/1 | 1 | Infrico | Williams, Destar | Book 2 – Page 321 (Int. Ref 736 - 0006D)
Book 2 | Level 09 - Meeting Room Pantry | MRP 7 | Twin Open Wall Shelf * | 4 | Custom fabrication | None (custom-fabricated item) | Book 2 – Page 322 (Int. Ref 129 - 0028)
Book 2 | Level 09 - Meeting Room Pantry | MRP 8 | Hot Pick Up Stn. * | 1 | Custom fabrication | None (custom-fabricated item) | Book 2 – Page 323 (Int. Ref 129 - 0061A)
Book 2 | Level 09 - Meeting Room Pantry | MRP 9 | Cold Pick Up Stn. * | 1 | Custom fabrication | None (custom-fabricated item) | Book 2 – Page 324 (Int. Ref 129 - 0093)
Book 2 | Level 09 - Meeting Room Pantry | MRP 11 | Table - Centre Type with undershelf 2mm top * | 1 | Custom fabrication | None (custom-fabricated item) | Book 2 – Page 326 (Int. Ref 910 - 0011)
Book 2 | Level 09 - Meeting Room Pantry | MRP 12 | Table - Centre Type with undershelf and integral angle ledge unit plus drawer nest. 2mm top * | 1 | Custom fabrication | None (custom-fabricated item) | Book 2 – Page 327 (Int. Ref 910 - 0011D)
Book 2 | Level 09 - Meeting Room Pantry | MRP 13 | Overhead Shelf * | 2 | Custom fabrication | None (custom-fabricated item) | Book 2 – Page 328 (Int. Ref 000 - 0195)
Book 2 | Level 09 - Meeting Room Pantry | MRP 14 | Refrigerated Preparation Table - 2 Sections with 4 Drawers GN1/2 | 1 | Infrico | Williams, Destar | Book 2 – Page 329 (Int. Ref 736 - 0007E)
Book 2 | Level 09 - Meeting Room Pantry | MRP 15 | Table - Wall Type with inset wash hand basin (pull out bin beneath), inset sink, undershelf and integral angle ledge unit. 2mm top * | 1 | Custom fabrication | None (custom-fabricated item) | Book 2 – Page 330 (Int. Ref 910 - 0005B)
Book 2 | Level 09 - Meeting Room Pantry | MRP 15a | Faucet and other Attachments - Preparation Table | 1 | T&S Brass | Klarco, Kraus | Book 2 – Page 331 (Int. Ref 128 - 0007)
Book 2 | Level 09 - Meeting Room Pantry | MRP 16 | Mobile Waste Bin - Brute _Undercounter | 1 | Rubbermaid | Cambro, Trolly and Bin | Book 2 – Page 332 (Int. Ref 737 - 0003)
Book 2 | Level 09 - Meeting Room Pantry | MRP 17 | Mobile Refrigerated Holding Trolley Single Door - 14 GN1/1 | 2 | Scanbox | CIRCUM Hot/Cold - DSS, Alto - shaam, B.Pro, Moduline | Book 2 – Page 333 (Int. Ref 705 - 0020)
Book 2 | Level 09 - Meeting Room Pantry | MRP 18 | Cold Room Water Chilled _For Holding Chiller 4 Sq Mtr | 1 | DESMON | TSSC, TCTI | Book 2 – Page 334 (Int. Ref 901 - 0042)
Book 2 | Level 09 - Meeting Room Pantry | MRP 19 | Angle Ledge Trolley - Enclosed w Protective Cover | 1 | Hupfer | Tonon, DSS, Metro | Book 2 – Page 335 (Int. Ref 221 - 0009)
Book 2 | Level 09 - Meeting Room Pantry | MRP 20 | Anodized Aluminium Slatted 4 Tier Rack | 5 | Hupfer | DSS, Metro, Tournus, Tonon | Book 2 – Page 336 (Int. Ref 221 - 0021)
Book 2 | Level 09 - Meeting Room Pantry | MRP 21 | Upright Ice Cuber 240kg/day w/ 217 kg Bin - Air Cooled | 1 | Hoshizaki | Scotsman, Ice - O - Matic, Manitowoc | Book 2 – Page 337 (Int. Ref 734 - 0005B)
Book 2 | Level 09 - Meeting Room Pantry | MRP 21a | Filter System For Ice Production Machines | 1 | Everpure | Culligan, So - Safe | Book 2 – Page 338 (Int. Ref 139 - 0002)
Book 2 | Level 09 - Meeting Room Pantry | MRP 22 | Table - Wall Type with single bowl sink, undershelf and integral angle ledge unit. 2mm top _Shaped as plan* | 1 | Custom fabrication | None (custom-fabricated item) | Book 2 – Page 339 (Int. Ref 910 - 0004B)
Book 2 | Level 09 - Meeting Room Pantry | MRP 22a | Faucet and other Attachments - Sink Unit | 1 | T&S Brass | Klarco, Kraus | Book 2 – Page 340 (Int. Ref 128 - 0002)
Book 2 | Level 09 - Meeting Room Pantry | MRP 23 | Mobile Waste Bin - Brute _Undercounter | 1 | Rubbermaid | Cambro, Trolly and Bin | Book 2 – Page 341 (Int. Ref 737 - 0003)
Book 2 | Level 09 - Meeting Room Pantry | MRP 24 | Undercounter Refrigerator 1 Solid Door - 150L | 1 | Infrico | Williams, Destar | Book 2 – Page 342 (Int. Ref 736 - 0070)
Book 2 | Level 09 - Meeting Room Pantry | MRP 25 | Fully Automatic Coffee Machine Steam & Cappuccino with Refrigeration unit and Cup Warmer | 1 | conti | La Cimbali, 'Faema | Book 2 – Page 343 (Int. Ref 166 - 0010)
Book 2 | Level 09 - Meeting Room Pantry | MRP 25a | Filter system for espresso machines | 1 | Everpure | Culligan, So - Safe | Book 2 – Page 344 (Int. Ref 139 - 0001)
Book 2 | Level 09 - Meeting Room Pantry | MRP 26 | Single Wall Shelf * | 2 | Custom fabrication | None (custom-fabricated item) | Book 2 – Page 345 (Int. Ref 129 - 0079)
Book 2 | Level 09 - Meeting Room Pantry | MRP 27 | Automatic Turkish Coffee maker - 2 x 2 cup capacity | 1 | Boncafe | OKYAY | Book 2 – Page 346 (Int. Ref 157 - 0014)
Book 2 | Level 09 - Meeting Room Pantry | MRP 28 | Instantaneous Heated Water Boiler - 30Lt. | 1 | YPT | elite Flame, Burco | Book 2 – Page 347 (Int. Ref 223 - 0012)
Book 2 | Level 09 - Meeting Room Pantry | MRP 28a | Filter System For Water Boiler | 1 | Everpure | Culligan, So - Safe | Book 2 – Page 348 (Int. Ref 139 - 0013)
Book 2 | Level 09 - Meeting Room Pantry | MRP 29 | Automatic Multifruit Juicer | 1 | Zumex | AJC, Santos, Hamilton beach | Book 2 – Page 349 (Int. Ref 157 - 0004B)
Book 2 | Level 09 - Meeting Room Pantry | MRP 30 | Automatic Citrus Juicer with Lever | 1 | santos | Zumex, Hamilton beach | Book 2 – Page 350 (Int. Ref 157 - 0006)
Book 2 | Level 09 - Meeting Room Pantry | MRP 31 | Commercial Blender with Sound Enclosure - 2.1 Ltr/Jar | 1 | Blendtec | Hamilton Beach, Vitamix | Book 2 – Page 351 (Int. Ref 811 - 0034)
Book 2 | Level 09 - Meeting Room Pantry | MRP 32 | Undercounter Bottle Display Unit 2 Glass Doors - S/S Finish 193L | 2 | Infrico | Williams, Destar | Book 2 – Page 352 (Int. Ref 736 - 0029A)
Book 2 | Level 09 - Meeting Room Pantry | MRP 35 | Stainless Steel Sorting Table * | 1 | Custom fabrication | None (custom-fabricated item) | Book 2 – Page 355 (Int. Ref 129 - 0043)
Book 2 | Level 09 - Meeting Room Pantry | MRP 36 | Shelf over Hatch Opening and Hatch Cladding to sides and top. * | 1 | Custom fabrication | None (custom-fabricated item) | Book 2 – Page 356 (Int. Ref 000 - 0196)
Book 2 | Level 09 - Meeting Room Pantry | MRP 37 | Cantilevered wash hand basin - knee control | 2 | Tournus | DSS, Sofinor, Eagle Group, Mechline | Book 2 – Page 357 (Int. Ref 130 - 0001)
Book 2 | Level 09 - Meeting Room Pantry | MRP 38 | Plasma Ionisation Smell Reduction Unit | 1 | HVAC Plasmaclean | Mechline Hygenikx, Aerox | Book 2 – Page 358 (Int. Ref 749 - 0002)
Book 2 | Level 09 - Meeting Room Pantry | MRP 39 | Stainless Steel Inlet Sink Table Twin Sink* | 1 | Custom fabrication | None (custom-fabricated item) | Book 2 – Page 359 (Int. Ref 129 - 0044)
Book 2 | Level 09 - Meeting Room Pantry | MRP 39a | Faucet and other Attachments -Spray Faucet | 1 | T&S Brass | Klarco, Kraus | Book 2 – Page 360 (Int. Ref 128 - 0004)
Book 2 | Level 09 - Meeting Room Pantry | MRP 40 | Single Basket Pass Through Double Skin Hood Dish Washer with Up To 77 racks/h | 1 | Winterhalter | Meiko, Hobart Germany | Book 2 – Page 361 (Int. Ref 586 - 0002)
Book 2 | Level 09 - Meeting Room Pantry | MRP 40a | Filter System For Scale Prevention & Corrosion Control for Dishwasher /Glass washer | 1 | Everpure | Culligan, So - Safe | Book 2 – Page 362 (Int. Ref 139 - 0004)
Book 2 | Level 09 - Meeting Room Pantry | MRP 41 | Vapour Hood - 800 cu mtrs per hour exhaust * | 1 | Custom fabrication | None (custom-fabricated item) | Book 2 – Page 363 (Int. Ref 129 - 0029)
Book 2 | Level 09 - Meeting Room Pantry | MRP 42 | Undercounter Dish/Glass/Tray/Cutlery Washer - 65 racks/h, 50x50 cm Rack Size | 1 | Winterhalter | Meiko, Hobart Germany | Book 2 – Page 364 (Int. Ref 586 - 0004)
Book 2 | Level 09 - Meeting Room Pantry | MRP 42a | Filter System For Scale Prevention & Corrosion Control for Dishwasher /Glass washer | 1 | Everpure | Culligan, So - Safe | Book 2 – Page 365 (Int. Ref 139 - 0004)
Book 2 | Level 09 - Meeting Room Pantry | MRP 43 | Outlet Table * | 1 | Custom fabrication | None (custom-fabricated item) | Book 2 – Page 366 (Int. Ref 129 - 0045)
Book 2 | Level 09 - Meeting Room Pantry | MRP 44 | Overhead Wash Rack Holder * | 1 | Custom fabrication | None (custom-fabricated item) | Book 2 – Page 367 (Int. Ref 129 - 0015)
Book 2 | Level 09 - Meeting Room Pantry | MRP 45 | 46 kg Capacity Polymer Insulated Mobile Ice Dolly with Wheels and Insulated Sliding Lid | 1 | Cambro | Carlisle, Metro | Book 2 – Page 368 (Int. Ref 711 - 0022)
Book 2 | Level 09 - Meeting Room Pantry | MRP 46 | Mobile Waste Bin - 120 Lt. | 1 | SULO | Rubbermaid | Book 2 – Page 369 (Int. Ref 188 - 0018)
Book 2 | Level 09 - Meeting Room Pantry | MRP 47 | Ventless Hood - Electric type | 1 | Convotherm | Rational, Unox, Eloma, 'MKN | Book 2 – Page 370 (Int. Ref 132 - 0003)
Book 2 | Level 10-22 Typical - House Keeping Pantry | MAK 1 | Floor Channel with Odor Trap & Grating - 350mm as per plan | 24 | DSS | Aco System | Book 2 – Page 373 (Int. Ref 708 - 0023)
Book 2 | Level 10-22 Typical - House Keeping Pantry | MAK 2 | Cantilevered wash hand basin - knee control | 12 | Tournus | DSS, Sofinor, Eagle Group, Mechline | Book 2 – Page 374 (Int. Ref 130 - 0001)
Book 2 | Level 10-22 Typical - House Keeping Pantry | MAK 3 | Mobile Waste Bin Slim Jim Step-On (Beige color) | 12 | Rubbermaid | Carlisle, Green Revolution, Cosmoplast | Book 2 – Page 375 (Int. Ref 737 - 0001)
Book 2 | Level 10-22 Typical - House Keeping Pantry | MAK 4 | Fly Killer - 100m2 Room Coverage _To Suit Site | 12 | Insectocutor | Branderburg, Johnson Group | Book 2 – Page 376 (Int. Ref 720 - 0002)
Book 2 | Level 10-22 Typical - House Keeping Pantry | MAK 5 | Anodized Aluminium Slatted 4 Tier Rack | 12 | Hupfer | DSS, Metro, Tournus, Tonon | Book 2 – Page 377 (Int. Ref 221 - 0021)
Book 2 | Level 10-22 Typical - House Keeping Pantry | MAK 6 | Table - Wall Type with single bowl sink, undershelf and drawer nest. 2mm top _Shaped as plan* | 12 | Custom fabrication | None (custom-fabricated item) | Book 2 – Page 378 (Int. Ref 910 - 0004A)
Book 2 | Level 10-22 Typical - House Keeping Pantry | MAK 6a | Faucet and other Attachments - Sink Unit | 12 | T&S Brass | Klarco, Kraus | Book 2 – Page 379 (Int. Ref 128 - 0002)
Book 2 | Level 10-22 Typical - House Keeping Pantry | MAK 7 | Undercounter Glass Washer - 65 racks/h, 40x40 cm Rack Size | 12 | Winterhalter | Meiko, Hobart Germany | Book 2 – Page 380 (Int. Ref 586 - 0003)
Book 2 | Level 10-22 Typical - House Keeping Pantry | MAK 7a | Filter System For Scale Prevention & Corrosion Control for Dishwasher /Glass washer | 12 | Everpure | Culligan, So - Safe | Book 2 – Page 381 (Int. Ref 139 - 0004)
Book 2 | Level 10-22 Typical - House Keeping Pantry | MAK 8 | Self Contained Ice Cuber 41 kg/day w/ 15kg Bin -Air Cooled | 12 | Hoshizaki | Scotsman, Ice - O - Matic, Manitowoc | Book 2 – Page 382 (Int. Ref 734 - 0003)
Book 2 | Level 10-22 Typical - House Keeping Pantry | MAK 8A | Filter System For Under Counter Ice Production Machines | 12 | Everpure | Culligan, So - Safe | Book 2 – Page 383 (Int. Ref 139 - 0014)
Book 2 | Level 10-22 Typical - House Keeping Pantry | MAK 9 | Twin Open Wall Shelf * | 12 | Custom fabrication | None (custom-fabricated item) | Book 2 – Page 384 (Int. Ref 129 - 0028)
Book 2 | Level 10-22 Typical - House Keeping Pantry | MAK 12 | Lockable Upright Cabinet * | 12 | Custom fabrication | None (custom-fabricated item) | Book 2 – Page 387 (Int. Ref 000 - 0155)
Book 2 | Level 22 - Club Beverage Dispense | OOR 1 | By MEP Contractor - Floor Grid or Floor Trap as per plan* | l |  |  | Book 2 – Page 390 (Int. Ref 000 - 0017A)
Book 2 | Level 22 - Club Beverage Dispense | OOR 2 | Inset Sink for Handwash * | 1 | Prisma SPA, Rhine Kitchen, Ginox RAK or Pilsa SA only |  | Book 2 – Page 391 (Int. Ref 000 - 0020B)
Book 2 | Level 22 - Club Beverage Dispense | OOR 2A | Electronic Faucet with syphon/drain | 1 | Grohe | T&S, Klarco, Hansgrohe, Chicago Faucets, electronic faucets | Book 2 – Page 392 (Int. Ref 128 - 0005)
Book 2 | Level 22 - Club Beverage Dispense | OOR 2B | Under Counter Pull Out Waste Bin * | 1 | Custom |  | Book 2 – Page 393 (Int. Ref 000 - 0266)
Book 2 | Level 22 - Club Beverage Dispense | OOR 3 | SlimJim Bottle Mobile Waste Bin with Hinged Lid | 1 | Rubbermaid | Cambro, Trolly and Bin | Book 2 – Page 394 (Int. Ref 737 - 0013)
Book 2 | Level 22 - Club Beverage Dispense | OOR 4 | Expresso Coffee Ground Recepticle * | 1 | Prisma SPA, Rhine Kitchen, Ginox RAK or Pilsa SA only |  | Book 2 – Page 395 (Int. Ref 913 - 0001)
Book 2 | Level 22 - Club Beverage Dispense | OOR 5 | 2-Group Semi-Automatic Espresso Coffee Machine | 1 | Faema | conti, Bravilor | Book 2 – Page 396 (Int. Ref 166 - 0038)
Book 2 | Level 22 - Club Beverage Dispense | OOR 5A | Filter system for espresso machines | 1 | Everpure | Culligan, So - Safe | Book 2 – Page 397 (Int. Ref 139 - 0001)
Book 2 | Level 22 - Club Beverage Dispense | OOR 6 | Coffee Grinder | 2 | Compak | WMF, Franke | Book 2 – Page 398 (Int. Ref 166 - 0015)
Book 2 | Level 22 - Club Beverage Dispense | OOR 7 | Self Contained Ice Cuber 41 kg/day w/ 15kg Bin -Air Cooled | 1 | Hoshizaki | Scotsman, Ice - O - Matic, Manitowoc | Book 2 – Page 399 (Int. Ref 734 - 0003)
Book 2 | Level 22 - Club Beverage Dispense | OOR 7A | Filter System For Under Counter Ice Production Machines | 1 | Everpure | Culligan, So - Safe | Book 2 – Page 400 (Int. Ref 139 - 0014)
Book 2 | Level 22 - Club Beverage Dispense | OOR 8 | Boiled and Chilled Water Tap | 1 | Zip | Billi, No MoreBottles, 'Marco | Book 2 – Page 401 (Int. Ref 185 - 0002)
Book 2 | Level 22 - Club Beverage Dispense | OOR 8A | Filter System For Water Boiler | 1 | Everpure | Culligan, So - Safe | Book 2 – Page 402 (Int. Ref 139 - 0013)
Book 2 | Level 22 - Club Beverage Dispense | OOR 9 | Undercounter Bottle Display Unit 2 Glass Doors - S/S Finish 193L | 3 |  |  | Book 2 – Page 403 (Int. Ref 736 - 0029A)
Book 2 | Level 22 - Club Beverage Dispense | OOR 10 | Automatic Multifruit Juicer | 1 | Zumex | AJC, Santos, Hamilton beach | Book 2 – Page 404 (Int. Ref 157 - 0004B)
Book 2 | Level 22 - Club Beverage Dispense | OOR 11 | Undercounter Bottle Display Unit 1 Glass Door - S/S Finish 124L | 1 | Infrico | Williams, Destar | Book 2 – Page 405 (Int. Ref 736 - 0029C)
Book 2 | Level 22 - Club Beverage Dispense | OOR 12 | Undercounter Refrigerator 1 Solid Door - 150L | 2 | Infrico | Williams, Destar | Book 2 – Page 406 (Int. Ref 736 - 0070)
Book 2 | Level 22 - Club Beverage Dispense | OOR 13 | Cocktail Unit Ice well adjacent to chopping area with waste chute and pull out bin, next to sink with blender station . * | 1 | Custom fabrication | None (custom-fabricated item) | Book 2 – Page 407 (Int. Ref 129 - 0140)
Book 2 | Level 22 - Club Beverage Dispense | OOR 14 | Commercial Blender with Sound Enclosure - 2.1 Ltr/Jar | 2 | Blendtec | Hamilton Beach, Vitamix | Book 2 – Page 408 (Int. Ref 811 - 0034)
Book 2 | Level 22 - Club Beverage Dispense | OOR 15 | By I.D Contractor -Counter tops/support, facias, wall finishes and other features by ID for Front & Back Counters* | l |  |  | Book 2 – Page 409 (Int. Ref 000 - 0001Z)
Book 2 | Level 22 - Club Beverage Dispense | OOR 16 | FOH Fly Killer - Uplighter - Glueboard 25m2 Coverage _To Suit Site | 1 | Insectocutor | Branderburg, Johnson Group | Book 2 – Page 410 (Int. Ref 720 - 0003)
Book 2 | Level 22 - Club Beverage Dispense | OOR 18 | Set of Slides for incorporation into a base unit * | 3 | Custom fabrication | None (custom-fabricated item) | Book 2 – Page 412 (Int. Ref 001 - 0007)
Book 2 | Level 22 - Club Beverage Dispense | OOR 19 | Turkish Coffee Electric Sand Boiler | 1 | OKYAY |  | Book 2 – Page 413 (Int. Ref 157 - 0013)
Book 2 | Level 22 - Club Beverage Dispense | OOR 20 | Undercounter Glass Washer - 65 racks/h, 40x40 cm Rack Size w/ Built-in RO | 1 | Winterhalter | Meiko, Hobart Germany | Book 2 – Page 414 (Int. Ref 586 - 0003A)
Book 2 | Level 22 - Club Beverage Dispense | OOR 20a | Filter System For Scale Prevention & Corrosion Control for Dishwasher /Glass washer | 1 | Everpure | Culligan, So - Safe | Book 2 – Page 415 (Int. Ref 139 - 0004)
Book 2 | Level 22 - Club Beverage Dispense | OOR 21 | Inset Sink * | 1 |  |  | Book 2 – Page 416 (Int. Ref 000 - 0020)
Book 2 | Level 22 - Club Beverage Dispense | OOR 21A | FOH - Faucet and other Attachments - Sink Unit | 1 |  |  | Book 2 – Page 417 (Int. Ref 128 - 0002A)
Book 2 | Level 22 - Club Beverage Dispense | OOR 22 | Undercounter Freezer 1 Solid Door - 150L | 1 | Infrico | Williams, Destar | Book 2 – Page 418 (Int. Ref 736 - 0067)
Book 2 | Level 22 -Club Show Kitchen | OOS 2 | By MEP Contractor - Floor Grid or Floor Trap as per plan* | l |  |  | Book 2 – Page 421 (Int. Ref 000 - 0017A)
Book 2 | Level 22 -Club Show Kitchen | OOS 3 | FOH Fly Killer - Uplighter - Glueboard 25m2 Coverage _To Suit Site | 1 | Insectocutor | Branderburg, Johnson Group | Book 2 – Page 422 (Int. Ref 720 - 0003)
Book 2 | Level 22 -Club Show Kitchen | OOS 4 | Inset Sink for Handwash * | 1 | Prisma SPA, Rhine Kitchen, Ginox RAK or Pilsa SA only |  | Book 2 – Page 423 (Int. Ref 000 - 0020B)
Book 2 | Level 22 -Club Show Kitchen | OOS 4a | Electronic Faucet with syphon/drain | 1 | Grohe | T&S, Klarco, Hansgrohe, Chicago Faucets, electronic faucets | Book 2 – Page 424 (Int. Ref 128 - 0005)
Book 2 | Level 22 -Club Show Kitchen | OOS 4b | Under Counter Pull Out Waste Bin * | 1 | Custom fabrication | None (custom-fabricated item) | Book 2 – Page 425 (Int. Ref 000 - 0266)
Book 2 | Level 22 -Club Show Kitchen | OOS 5 | Inset Sink * | 1 | Custom | Dexion . Olis | Book 2 – Page 426 (Int. Ref 000 - 0020)
Book 2 | Level 22 -Club Show Kitchen | OOS 5a | FOH - Faucet and other Attachments - Sink Unit | 1 | T&S Brass | Klarco, Kraus | Book 2 – Page 427 (Int. Ref 128 - 0002A)
Book 2 | Level 22 -Club Show Kitchen | OOS 6 | Custom Fabricated Hot Cupboard with Sliding Door * | 1 | Custom fabrication | None (custom-fabricated item) | Book 2 – Page 428 (Int. Ref 000 - 0250A)
Book 2 | Level 22 -Club Show Kitchen | OOS 7 | Stainless Steel Flour Bin | 2 | Hupfer | B.Pro - Rieber | Book 2 – Page 429 (Int. Ref 221 - 0039)
Book 2 | Level 22 -Club Show Kitchen | OOS 8 | Refrigerated Preparation Table - 2 Sections with 4 Drawers GN1/2 | 2 | Infrico | Williams, Destar | Book 2 – Page 430 (Int. Ref 736 - 0007E)
Book 2 | Level 22 -Club Show Kitchen | OOS 9 | Saladette Unit Cap. 3x1/3 Pans and 1x1/2 pans - Stainless Cover table mounted | 1 | Infrico | Williams, Destar | Book 2 – Page 431 (Int. Ref 736 - 0055B)
Book 2 | Level 22 -Club Show Kitchen | OOS 10 | Inset Condiment well - 1/6 GN X 6 capacity* | 2 | Custom fabrication | None (custom-fabricated item) | Book 2 – Page 432 (Int. Ref 129 - 0181C)
Book 2 | Level 22 -Club Show Kitchen | OOS 11 | Gas Lava Stone Grill Argentina 2 | 1 | MKN | Therma, Charvet, Ambach | Book 2 – Page 433 (Int. Ref 222 - 0068A)
Book 2 | Level 22 -Club Show Kitchen | OOS 12 | Counter Top Single Induction Hob 3 kw | 4 | CookTek | Spring, Falcon | Book 2 – Page 434 (Int. Ref 182 - 0005)
Book 2 | Level 22 -Club Show Kitchen | OOS 13 | Built in Large Buffet Hot & Chill Plus | 3 | Andy Manhart AG | Livecookintable | Book 2 – Page 435 (Int. Ref 699 - 0003)
Book 2 | Level 22 -Club Show Kitchen | OOS 14 | Spreader Unit | 3 | MKN | Therma, Charvet, Ambach | Book 2 – Page 436 (Int. Ref 222 - 0003)
Book 2 | Level 22 -Club Show Kitchen | OOS 15 | Gas Range with 4 Burners and Electric Oven 2/1 GN | 1 | MKN | Therma, Charvet, Ambach | Book 2 – Page 437 (Int. Ref 222 - 0012)
Book 2 | Level 22 -Club Show Kitchen | OOS 16 | PerformAir Self Cleaning Hood - Wall Type (1 Skin) w/ Pulsair Extract 3175. Conditioned 21-23° C dehumidified supply air 2699 linear diffuser set 1 mtr. from edge of hood. Balance air from other areas 476. All in c3/h. | 1 | Ginox | GIF, Halton, ETS Nord | Book 2 – Page 438 (Int. Ref 339 - 0009)
Book 2 | Level 22 -Club Show Kitchen | OOS 17 | Gas Griddle Plate - Smooth | 1 | MKN | Therma, Charvet, Ambach | Book 2 – Page 440 (Int. Ref 222 - 0073A)
Book 2 | Level 22 -Club Show Kitchen | OOS 18 | Built in Induction Unit | 5 | Spring | Cooktek Inducs | Book 2 – Page 441 (Int. Ref 001 - 0061)
Book 2 | Level 22 -Club Show Kitchen | OOS 20 | Rectangular Oven - Gas Fired _cladding to detail by ID | 2 | Beech Ovens | woodstone | Book 2 – Page 443 (Int. Ref 163 - 0025A)
Book 2 | Level 22 -Club Show Kitchen | OOS 20a | 20-25 cm Collar for venting Pizza Oven w/ Spark Arrestor | 2 | By Manufacturer of oven. 0 | 0 | Book 2 – Page 444 (Int. Ref 000 - 0031)
Book 2 | Level 22 -Club Show Kitchen | OOS 20b | Fire Suppression/Fighting System | 2 | Avenger System LLC / Falcon Fire & Safety Equip | Ansul, Kidde | Book 2 – Page 445 (Int. Ref 729 - 0002)
Book 2 | Level 22 -Club Show Kitchen | OOS 22 | Undercounter Chef Base Refrigerator 2 drawers- GN 1/1 (to accept equipment on top) | 1 | Infrico | Williams, Destar | Book 2 – Page 447 (Int. Ref 736 - 0022)
Book 2 | Level 22 -Club Buffet Station | OOT 2 | By MEP Contractor - Floor Grid or Floor Trap as per plan* | l |  |  | Book 2 – Page 452 (Int. Ref 000 - 0017A)
Book 2 | Level 22 -Club Buffet Station | OOT 3 | Inset Sink for Handwash * | 1 | Prisma SPA, Rhine Kitchen, Ginox RAK or Pilsa SA only |  | Book 2 – Page 453 (Int. Ref 000 - 0020B)
Book 2 | Level 22 -Club Buffet Station | OOT 3a | Electronic Faucet with syphon/drain | 1 | Grohe | T&S, Klarco, Hansgrohe, Chicago Faucets, electronic faucets | Book 2 – Page 454 (Int. Ref 128 - 0005)
Book 2 | Level 22 -Club Buffet Station | OOT 3b | Under Counter Pull Out Waste Bin * | 1 | Custom fabrication | None (custom-fabricated item) | Book 2 – Page 455 (Int. Ref 000 - 0266)
Book 2 | Level 22 -Club Buffet Station | OOT 4 | Inset Sink * | 1 | Custom | Dexion . Olis | Book 2 – Page 456 (Int. Ref 000 - 0020)
Book 2 | Level 22 -Club Buffet Station | OOT 4b | FOH - Faucet and other Attachments - Sink Unit | 1 | T&S Brass | Klarco, Kraus | Book 2 – Page 457 (Int. Ref 128 - 0002A)
Book 2 | Level 22 -Club Buffet Station | OOT 5 | Counter Refrigerator - 2 Doors GN 1/1 -305L Biscuit Top | 1 | Infrico | Williams, Destar | Book 2 – Page 458 (Int. Ref 736 - 0007B)
Book 2 | Level 22 -Club Buffet Station | OOT 6 | Refrigerated Preparation Table - 2 Sections with 4 Drawers GN1/2 | 1 | Infrico | Williams, Destar | Book 2 – Page 459 (Int. Ref 736 - 0007E)
Book 2 | Level 22 -Club Buffet Station | OOT 7 | Recessed Stainless Pan - Forced Air Circulation * | 3 | Custom fabrication | None (custom-fabricated item) | Book 2 – Page 460 (Int. Ref 000 - 0147A)
Book 2 | Level 22 -Club Buffet Station | OOT 9 | Conveyor Toaster - 900 toasts/hr | 1 | Sammic | Hatco, Roundup | Book 2 – Page 462 (Int. Ref 159 - 0044)
Book 2 | Level 22 -Club Buffet Station | OOT 10 | Fully Automatic Coffee Machine Steam & Cappuccino with Refrigeration unit and Cup Warmer | 1 | conti | La Cimbali, 'Faema | Book 2 – Page 463 (Int. Ref 166 - 0010)
Book 2 | Level 22 -Club Buffet Station | OOT 10a | Filter system for espresso machines | 1 | Everpure | Culligan, So - Safe | Book 2 – Page 464 (Int. Ref 139 - 0001)
Book 2 | Level 22 -Club Buffet Station | OOT 11 | Boiled and Chilled Water Tap | 1 | Zip | Billi, No MoreBottles, 'Marco | Book 2 – Page 465 (Int. Ref 185 - 0002)
Book 2 | Level 22 -Club Buffet Station | OOT 11a | Filter System For Water Boiler | 1 | Everpure | Culligan, So - Safe | Book 2 – Page 466 (Int. Ref 139 - 0013)
Book 2 | Level 22 -Club Buffet Station | OOT 12 | Countertop Soup Warmer with Heating Element | 2 | Spring | Andy Mannhart, hatco, Vollrath | Book 2 – Page 467 (Int. Ref 000 - 0163)
Book 2 | Level 22 -Club Buffet Station | OOT 14 | Cooling coils - Frost Top * | 2 | Prisma SPA, Rhine Kitchen, Ginox RAK or Pilsa SA only |  | Book 2 – Page 469 (Int. Ref 000 - 0147)
Book 2 | Level 22 -Club Buffet Station | OOT 15 | Undercounter Bottle Display Unit 2 Glass Doors - S/S Finish 193L | 3 |  |  | Book 2 – Page 470 (Int. Ref 736 - 0029A)
Book 2 | Level 22-Storages | QWA 1 | Floor Channel with Odor Trap & Grating - 350mm _As Per Plan | 1 |  |  | Book 2 – Page 472 (Int. Ref 708 - 0023)
Book 2 | Level 22-Storages | QWA 2 | Fly Killer - Ss Cover- Glueboard _To Suit Site | 1 | Insectocutor | Branderburg, Johnson Group | Book 2 – Page 473 (Int. Ref 720 - 0004)
Book 2 | Level 22-Storages | QWA 3 | Anodized Aluminium Slatted 4 Tier Rack | 11 |  |  | Book 2 – Page 474 (Int. Ref 221 - 0021)
Book 2 | Level 22-Storages | QWA 4 | Cold Room Water Chilled _For Chiller 6 Sq Mtr | 1 |  |  | Book 2 – Page 475 (Int. Ref 901 - 0042)
Book 2 | Level 22-Storages | QWA 4a | Environmental Standard( Low Power - Extended Food Life) - Mineral Absorber for Cold /Freezer Rooms | 3 |  |  | Book 2 – Page 476 (Int. Ref 901 - 0050)
Book 2 | Level 22-Storages | QWA 5 | Freezer Room Water Chilled _For Freezer 4.5 Sq Mtr | 1 |  |  | Book 2 – Page 477 (Int. Ref 901 - 0043)
Book 2 | Level 22-Storages | QWA 5a | Environmental Standard( Low Power - Extended Food Life) - Mineral Absorber for Cold /Freezer Rooms | 2 |  |  | Book 2 – Page 478 (Int. Ref 901 - 0050)
Book 2 | Level 22-Storages | QWA 6 | Lockable Upright Cabinet _Double Door* | 1 |  |  | Book 2 – Page 479 (Int. Ref 000 - 0155)
Book 2 | Level 22-Storages | QWA 7 | Mop Sink Storage Cabinet | 1 |  |  | Book 2 – Page 480 (Int. Ref 775 - 0007A)
Book 2 | Level 22-Pantry | QWB 1 | Floor Channel with Odor Trap & Grating - 350mm _As Per Plan | 1 |  |  | Book 2 – Page 483 (Int. Ref 708 - 0023)
Book 2 | Level 22-Pantry | QWB 1a | Floor Channel with Odor Trap & Grating - 450mmx350mm _As Per Plan | 5 |  |  | Book 2 – Page 484 (Int. Ref 708 - 0023A)
Book 2 | Level 22-Pantry | QWB 2 | Cantilevered wash hand basin - knee control | 1 |  |  | Book 2 – Page 485 (Int. Ref 130 - 0001)
Book 2 | Level 22-Pantry | QWB 3 | Fly Killer - Ss Cover- Glueboard 1 | 2 | Insectocutor | Branderburg, Johnson Group | Book 2 – Page 486 (Int. Ref 720 - 0004)
Book 2 | Level 22-Pantry | QWB 4 | Table - Wall Type with single bowl sink, undershelf and drawer nest. 2mm top * | 1 |  |  | Book 2 – Page 487 (Int. Ref 910 - 0004A)
Book 2 | Level 22-Pantry | QWB 4a | Faucet and other Attachments - Sink Unit | 1 |  |  | Book 2 – Page 488 (Int. Ref 128 - 0002)
Book 2 | Level 22-Pantry | QWB 5 | Twin Open Wall Shelf * | 2 |  |  | Book 2 – Page 489 (Int. Ref 129 - 0028)
Book 2 | Level 22-Pantry | QWB 6 | Saladette Unit Cap. 3x1/3 Pans and 1x1/2 pans - Stainless Cover _On Shelf | 1 |  |  | Book 2 – Page 490 (Int. Ref 736 - 0055B)
Book 2 | Level 22-Pantry | QWB 7 | Refrigerated Preparation Table - 2 Sections with 4 Drawers GN1/2 | 4 |  |  | Book 2 – Page 491 (Int. Ref 736 - 0007E)
Book 2 | Level 22-Pantry | QWB 8 | Double Panini Contact Grill | 1 |  |  | Book 2 – Page 492 (Int. Ref 143 - 0001)
Book 2 | Level 22-Pantry | QWB 10 | Twin Open Wall Shelf * | 2 |  |  | Book 2 – Page 494 (Int. Ref 129 - 0028)
Book 2 | Level 22-Pantry | QWB 11 | Custom Fabricated Hot Cupboard with Sliding Door * | 1 |  |  | Book 2 – Page 495 (Int. Ref 000 - 0250A)
Book 2 | Level 22-Pantry | QWB 12 | Overhead Shelf _Table Mounted* | 2 |  |  | Book 2 – Page 496 (Int. Ref 000 - 0195)
Book 2 | Level 22-Pantry | QWB 13 | Microwave Oven - 34 ltrs | 1 |  |  | Book 2 – Page 497 (Int. Ref 161 - 0002)
Book 2 | Level 22-Pantry | QWB 14 | Twin Open Wall Shelf * | 2 |  |  | Book 2 – Page 498 (Int. Ref 129 - 0028)
Book 2 | Level 22-Pantry | QWB 15 | Mobile Waste Bin - Brute _undercounter | 1 | Rubbermaid | Cambro, Trolly and Bin | Book 2 – Page 499 (Int. Ref 737 - 0003)
Book 2 | Level 22-Pantry | QWB 16 | Table - Wall Type with single bowl sink and undershelf 2mm top * | 1 |  |  | Book 2 – Page 500 (Int. Ref 910 - 0004)
Book 2 | Level 22-Pantry | QWB 16a | Faucet and other Attachments - Sink Unit | 1 |  |  | Book 2 – Page 501 (Int. Ref 128 - 0002)
Book 2 | Level 22-Pantry | QWB 17 | Combi-Oven 11 x 1/1GN Electric _Stacking Unit | 1 |  |  | Book 2 – Page 502 (Int. Ref 132 - 0006)
Book 2 | Level 22-Pantry | QWB 17a | Filter System For Combi Steamers & Countertop steamers | 2 |  |  | Book 2 – Page 503 (Int. Ref 139 - 0010)
Book 2 | Level 22-Pantry | QWB 18 | Combi-Oven 7 x 1/1GN Electric | 1 |  |  | Book 2 – Page 504 (Int. Ref 132 - 0001E)
Book 2 | Level 22-Pantry | QWB 19 | Ventless Hood | 1 |  |  | Book 2 – Page 505 (Int. Ref 135 - 0276A)
Book 2 | Level 22-Pantry | QWB 20 | Overhead Shelf _Table Mounted* | 2 |  |  | Book 2 – Page 506 (Int. Ref 000 - 0195)
Book 2 | Level 22-Pantry | QWB 21 | Table - Centre Type with undershelf and integral angle ledge unit plus drawer nest. 2mm top * | 1 |  |  | Book 2 – Page 507 (Int. Ref 910 - 0011D)
Book 2 | Level 22-Pantry | QWB 22 | Undercounter Refrigerator 1 Solid Door - 150L | 1 |  |  | Book 2 – Page 508 (Int. Ref 736 - 0007D)
Book 2 | Level 22-Pantry | QWB 23 | Table - Centre Type with undershelf 2mm top * | 1 |  |  | Book 2 – Page 509 (Int. Ref 910 - 0011)
Book 2 | Level 22-Pantry | QWB 24 | Mobile Waste Bin Slim Jim Step-On (Beige color) | 1 |  |  | Book 2 – Page 510 (Int. Ref 737 - 0001)
Book 2 | Level 22-Pantry | QWB 25 | Mobile Hot Holding Trolley Single Door - 14 GN1/1 _Some not Shown | 2 |  |  | Book 2 – Page 511 (Int. Ref 706 - 0026)
Book 2 | Level 22-Pantry | QWB 26 | Upright Refrigerator - 1 Door GN 2/1 - 600 lt | 1 |  |  | Book 2 – Page 512 (Int. Ref 736 - 0002A)
Book 2 | Level 22-Pantry | QWB 27 | Upright Ice Cuber 245kg/day w/ 299kg Bin - Air Cooled (Stackable) | 1 |  |  | Book 2 – Page 513 (Int. Ref 734 - 0005)
Book 2 | Level 22-Pantry | QWB 27a | Filter System For Under Counter Ice Production Machines | 1 |  |  | Book 2 – Page 514 (Int. Ref 139 - 0014)
Book 2 | Level 22-Pantry | QWB 28 | Table - Wall Type with single bowl sink and undershelf 2mm top _With Cuprack Storage* | 1 |  |  | Book 2 – Page 515 (Int. Ref 910 - 0004)
Book 2 | Level 22-Pantry | QWB 28a | Faucet and other Attachments - Sink Unit | 1 |  |  | Book 2 – Page 516 (Int. Ref 128 - 0002)
Book 2 | Level 22-Pantry | QWB 29 | Instantaneous Heated Water Boiler - 30Lt. | 1 |  |  | Book 2 – Page 517 (Int. Ref 223 - 0012)
Book 2 | Level 22-Pantry | QWB 31 | Fully Automatic Bean to Cup Coffee Machine - 350cups/hr. | 1 |  |  | Book 2 – Page 519 (Int. Ref 157 - 0037)
Book 2 | Level 22-Pantry | QWB 31A | Filter system for espresso machines | 1 |  |  | Book 2 – Page 520 (Int. Ref 139 - 0001)
Book 2 | Level 22-Pantry | QWB 32 | Automatic Multifruit Juicer | 1 |  |  | Book 2 – Page 521 (Int. Ref 157 - 0004B)
Book 2 | Level 22-Pantry | QWB 33 | Undercounter Bottle Display Unit 2 Glass Doors - S/S Finish 193L | 1 |  |  | Book 2 – Page 522 (Int. Ref 736 - 0029A)
Book 2 | Level 22-Pantry | QWB 34 | Commercial Blender with Sound Enclosure - 2.1 Ltr/Jar | 1 |  |  | Book 2 – Page 523 (Int. Ref 811 - 0034)
Book 2 | Level 22-Pantry | QWB 35 | Automatic Citrus Juicer with Lever | 1 |  |  | Book 2 – Page 524 (Int. Ref 157 - 0006)
Book 2 | Level 22-Pantry | QWB 36 | Undercounter Freezer 1 Solid Door - 150L | 0 |  |  | Book 2 – Page 525 (Int. Ref 736 - 0067)
Book 2 | Level 22-Washing Area | QWC 1 | Floor Channel with Odor Trap & Grating - 350mm _As Per Plan | 2 |  |  | Book 2 – Page 527 (Int. Ref 708 - 0023)
Book 2 | Level 22-Washing Area | QWC 1A | Floor Channel with Odor Trap & Grating - 1050mm _As Per Plan | 2 |  |  | Book 2 – Page 528 (Int. Ref 708 - 0017)
Book 2 | Level 22-Washing Area | QWC 2 | Cantilevered wash hand basin - knee control | 2 |  |  | Book 2 – Page 529 (Int. Ref 130 - 0001)
Book 2 | Level 22-Washing Area | QWC 3 | Wall Mounted Hose Unit | 1 | IMC | Randell, T&S Brass | Book 2 – Page 530 (Int. Ref 471 - 0005B)
Book 2 | Level 22-Washing Area | QWC 4 | Mobile Waste Bin Slim Jim Step-On (Beige color) | 2 |  |  | Book 2 – Page 531 (Int. Ref 737 - 0001)
Book 2 | Level 22-Washing Area | QWC 5 | Triple bowl sink, twin drainer - 80 cm deep * | 1 |  |  | Book 2 – Page 532 (Int. Ref 129 - 0007)
Book 2 | Level 22-Washing Area | QWC 5a | Faucet and other Attachments -Faucet plus Spray Faucet | 1 |  |  | Book 2 – Page 533 (Int. Ref 128 - 0003)
Book 2 | Level 22-Washing Area | QWC 6 | Custom Overhead Pot Rack * | 2 |  |  | Book 2 – Page 534 (Int. Ref 000 - 0258)
Book 2 | Level 22-Washing Area | QWC 7 | Mechanised Pot Scrubber | 1 |  |  | Book 2 – Page 535 (Int. Ref 471 - 0002)
Book 2 | Level 22-Washing Area | QWC 8 | Anodized Aluminium Slatted 4 Tier Rack | 4 |  |  | Book 2 – Page 536 (Int. Ref 221 - 0021)
Book 2 | Level 22-Washing Area | QWC 9 | Overhead Wash Rack Holder * | 1 |  |  | Book 2 – Page 537 (Int. Ref 129 - 0015)
Book 2 | Level 22-Washing Area | QWC 10 | Outlet Table _With Cuprack Storage* | 1 |  |  | Book 2 – Page 538 (Int. Ref 129 - 0012)
Book 2 | Level 22-Washing Area | QWC 11 | Undercounter Dish/Glass/Tray/Cutlery Washer - 65 racks/h, 50x50 cm Rack Size | 1 |  |  | Book 2 – Page 539 (Int. Ref 586 - 0004)
Book 2 | Level 22-Washing Area | QWC 11A | Filter System For Scale Prevention & Corrosion Control for Dishwasher /Glass washer | 1 |  |  | Book 2 – Page 540 (Int. Ref 139 - 0004)
Book 2 | Level 22-Washing Area | QWC 12 | Double Basket Pass Through Dish Washer - up to 144 racks/h, 50x50 cm Rack Size | 1 | Winterhalter | Meiko, Hobart Germany | Book 2 – Page 541 (Int. Ref 586 - 0001)
Book 2 | Level 22-Washing Area | QWC 12A | Filter/Softening System For Single Rack Dishwasher | 1 | Pentair | Culligan, So - Safe | Book 2 – Page 542 (Int. Ref 139 - 0003)
Book 2 | Level 22-Washing Area | QWC 13 | Vapour Hood - 1500 cu mtrs per hour exhaust * | 1 | Custom | 0 | Book 2 – Page 543 (Int. Ref 129 - 0027)
Book 2 | Level 22-Washing Area | QWC 14 | Stainless Steel Inlet Sink Table * | 1 |  |  | Book 2 – Page 544 (Int. Ref 129 - 0044)
Book 2 | Level 22-Washing Area | QWC 14A | Faucet and other Attachments -Spray Faucet | 1 |  |  | Book 2 – Page 545 (Int. Ref 128 - 0004)
Book 2 | Level 22-Washing Area | QWC 15 | Stainless Steel Sorting Table * | 1 |  |  | Book 2 – Page 546 (Int. Ref 129 - 0043)
Book 2 | Level 22-Washing Area | QWC 16 | Shelf over Hatch Opening and Hatch Cladding to sides and top. * | 1 |  |  | Book 2 – Page 547 (Int. Ref 000 - 0196)
Book 2 | Level 22-Washing Area | QWC 17 | Plasma Ionisation Smell Reduction Unit | 1 |  |  | Book 2 – Page 548 (Int. Ref 749 - 0002)
Book 2 | Level 22-Washing Area | QWC 18 | Waste Chiller for 1 number 240 ltr containers | 1 |  |  | Book 2 – Page 549 (Int. Ref 471 - 0009C)
Book 2 | Level 22-Washing Area | QWC 19 | Fly Killer - Ss Cover- Glueboard | 2 |  |  | Book 2 – Page 550 (Int. Ref 720 - 0004)
Book 2 | Level 24 - Speciality Restaurant-Steak House | SRS 1 | Fly Killer - 100m2 Room Coverage _To Suit Site | 2 | Insectocutor | Branderburg, Johnson Group | Book 2 – Page 553 (Int. Ref 720 - 0002)
Book 2 | Level 24 - Speciality Restaurant-Steak House | SRS 2 | Cantilevered wash hand basin - knee control | 2 | Tournus | DSS, Sofinor, Eagle Group, Mechline | Book 2 – Page 554 (Int. Ref 130 - 0001)
Book 2 | Level 24 - Speciality Restaurant-Steak House | SRS 3 | Floor Channel with Odor Trap & Grating - 350mm as per plan | 1 | DSS | Aco System | Book 2 – Page 555 (Int. Ref 708 - 0023)
Book 2 | Level 24 - Speciality Restaurant-Steak House | SRS 3a | Floor Channel with Odor Trap & Grating - 450mmx350mm as per plan | 3 | DSS | Aco System | Book 2 – Page 556 (Int. Ref 708 - 0023A)
Book 2 | Level 24 - Speciality Restaurant-Steak House | SRS 4 | Combi-Oven 11 x 1/1GN Electric _With base | 1 | Convotherm | Rational, Unox, Eloma, 'MKN | Book 2 – Page 557 (Int. Ref 132 - 0006)
Book 2 | Level 24 - Speciality Restaurant-Steak House | SRS 4a | Filter System For Combi Steamers & Countertop steamers | 1 | Everpure | Culligan, So - Safe | Book 2 – Page 558 (Int. Ref 139 - 0010)
Book 2 | Level 24 - Speciality Restaurant-Steak House | SRS 5 | Countertop - Electric Deep Fat Fryer | 1 | MKN | Therma, Charvet, Ambach | Book 2 – Page 559 (Int. Ref 222 - 0014)
Book 2 | Level 24 - Speciality Restaurant-Steak House | SRS 6 | Countertop - Smooth Electric Griddle Pan | 1 | MKN | Therma, Charvet, Ambach | Book 2 – Page 560 (Int. Ref 222 - 0044)
Book 2 | Level 24 - Speciality Restaurant-Steak House | SRS 7 | Countertop - Gas Boiling Top inset type - 4 burners | 1 | MKN | Therma, Charvet, Ambach | Book 2 – Page 561 (Int. Ref 222 - 0030A)
Book 2 | Level 24 - Speciality Restaurant-Steak House | SRS 8 | Upright Refrigerator - 1 Door GN 2/1 - 600 lt | 1 | Infrico | Williams, Destar | Book 2 – Page 562 (Int. Ref 736 - 0002A)
Book 2 | Level 24 - Speciality Restaurant-Steak House | SRS 9 | PerformAir Self Cleaning Hood - Wall Type (1 Skin) w/ Pulsair Extract 3464. Conditioned 21-23° C dehumidified supply air 2944 linear diffuser set 1 mtr. from edge of hood. Balance air from other areas 520. All in c3/h. | 1 | Ginox | GIF, Halton, ETS Nord | Book 2 – Page 563 (Int. Ref 339 - 0009)
Book 2 | Level 24 - Speciality Restaurant-Steak House | SRS 10 | Fire Suppression/Fighting System | 2 | Avenger System LLC / Falcon Fire & Safety Equip | Ansul, Kidde | Book 2 – Page 565 (Int. Ref 729 - 0002)
Book 2 | Level 24 - Speciality Restaurant-Steak House | SRS 11 | Table - Wall Type with undershelf 2mm top * | 1 | Custom fabrication | None (custom-fabricated item) | Book 2 – Page 566 (Int. Ref 910 - 0001)
Book 2 | Level 24 - Speciality Restaurant-Steak House | SRS 12 | Knife Steriliser with UV Light -15 Knife 1 Door Cabinet with Magnetized Bar | 1 | Tournus | Sofinor, Bourgeat | Book 2 – Page 567 (Int. Ref 130 - 0026)
Book 2 | Level 24 - Speciality Restaurant-Steak House | SRS 13 | Polymer cutting surface _Red color* | 1 | Custom fabrication | None (custom-fabricated item) | Book 2 – Page 568 (Int. Ref 000 - 0267)
Book 2 | Level 24 - Speciality Restaurant-Steak House | SRS 14 | Mobile Waste Bin - Brute _Undercounter | 1 | Rubbermaid | Cambro, Trolly and Bin | Book 2 – Page 569 (Int. Ref 737 - 0003)
Book 2 | Level 24 - Speciality Restaurant-Steak House | SRS 15 | Commercial Food Processor 4.5 ltr | 1 | Robot Coupe | Hobart, Dito Sama | Book 2 – Page 570 (Int. Ref 186 - 0013)
Book 2 | Level 24 - Speciality Restaurant-Steak House | SRS 16 | Undercounter Freezer 1 Solid Door - 150L | 1 | Infrico | Williams, Destar | Book 2 – Page 571 (Int. Ref 736 - 0067)
Book 2 | Level 24 - Speciality Restaurant-Steak House | SRS 17 | Twin Open Wall Shelf * | 2 | Custom fabrication | None (custom-fabricated item) | Book 2 – Page 572 (Int. Ref 129 - 0028)
Book 2 | Level 24 - Speciality Restaurant-Steak House | SRS 18 | Undercounter Bottle Display Unit 1 Glass Door - S/S Finish 124L | 1 | Infrico | Williams, Destar | Book 2 – Page 573 (Int. Ref 736 - 0029C)
Book 2 | Level 24 - Speciality Restaurant-Steak House | SRS 19 | Self Contained Ice Cuber 41 kg/day w/ 15kg Bin -Air Cooled | 1 | Hoshizaki | Scotsman, Ice - O - Matic, Manitowoc | Book 2 – Page 574 (Int. Ref 734 - 0003)
Book 2 | Level 24 - Speciality Restaurant-Steak House | SRS 19a | Filter System For Under Counter Ice Production Machines | 1 | Everpure | Culligan, So - Safe | Book 2 – Page 575 (Int. Ref 139 - 0014)
Book 2 | Level 24 - Speciality Restaurant-Steak House | SRS 20 | Fully Automatic Coffee Machine Steam & Cappuccino with Refrigeration unit and Cup Warmer | 1 | conti | La Cimbali, 'Faema | Book 2 – Page 576 (Int. Ref 166 - 0010)
Book 2 | Level 24 - Speciality Restaurant-Steak House | SRS 20a | Filter system for espresso machines | 1 | Everpure | Culligan, So - Safe | Book 2 – Page 577 (Int. Ref 139 - 0001)
Book 2 | Level 24 - Speciality Restaurant-Steak House | SRS 21 | Table - Wall Type with single bowl sink and undershelf 2mm top * | 1 | Custom fabrication | None (custom-fabricated item) | Book 2 – Page 578 (Int. Ref 910 - 0004)
Book 2 | Level 24 - Speciality Restaurant-Steak House | SRS 21a | Faucet and other Attachments - Sink Unit | 1 | T&S Brass | Klarco, Kraus | Book 2 – Page 579 (Int. Ref 128 - 0002)
Book 2 | Level 24 - Speciality Restaurant-Steak House | SRS 22 | Overhead Wash Rack Holder * | 2 | Custom fabrication | None (custom-fabricated item) | Book 2 – Page 580 (Int. Ref 129 - 0015)
Book 2 | Level 24 - Speciality Restaurant-Steak House | SRS 23 | Table - Wall Type with twin inset sinks and undershelf. 2mm top * | 1 | Custom fabrication | None (custom-fabricated item) | Book 2 – Page 581 (Int. Ref 910 - 0006)
Book 2 | Level 24 - Speciality Restaurant-Steak House | SRS 23a | Faucet and other Attachments -Spray Faucet | 1 | T&S Brass | Klarco, Kraus | Book 2 – Page 582 (Int. Ref 128 - 0004)
Book 2 | Level 24 - Speciality Restaurant-Steak House | SRS 24 | Undercounter Dish/Glass/Tray/Cutlery Washer - 65 racks/h, 50x50 cm Rack Size | 1 | Winterhalter | Meiko, Hobart Germany | Book 2 – Page 583 (Int. Ref 586 - 0004)
Book 2 | Level 24 - Speciality Restaurant-Steak House | SRS 24a | Filter System For Scale Prevention & Corrosion Control for Dishwasher /Glass washer | 1 | Everpure | Culligan, So - Safe | Book 2 – Page 584 (Int. Ref 139 - 0004)
Book 2 | Level 24 - Speciality Restaurant-Steak House | SRS 25 | Plasma Ionisation Smell Reduction Unit | 1 | HVAC Plasmaclean | Mechline Hygenikx, Aerox | Book 2 – Page 585 (Int. Ref 749 - 0002)
Book 2 | Level 24 - Speciality Restaurant-Steak House | SRS 26 | Anodized Aluminium Slatted 4 Tier Rack | 1 | Hupfer | DSS, Metro, Tournus, Tonon | Book 2 – Page 586 (Int. Ref 221 - 0021)
Book 2 | Level 24 - Speciality Restaurant-Steak House | SRS 27 | Inset Sink for Handwash * | 1 | Prisma SPA, Rhine Kitchen, Ginox RAK or Pilsa SA only |  | Book 2 – Page 587 (Int. Ref 000 - 0020B)
Book 2 | Level 24 - Speciality Restaurant-Steak House | SRS 27a | Electronic Faucet with syphon/drain | 1 | Klarco |  | Book 2 – Page 588 (Int. Ref 128 - 0065)
Book 2 | Level 24 - Speciality Restaurant-Steak House | SRS 27b | Under Counter Pull Out Waste Bin * | 1 | Custom fabrication | None (custom-fabricated item) | Book 2 – Page 589 (Int. Ref 000 - 0266)
Book 2 | Level 24 - Speciality Restaurant-Steak House | SRS 28 | Inset Sink * | 1 | Prisma SPA, Rhine Kitchen, Ginox RAK or Pilsa SA only |  | Book 2 – Page 590 (Int. Ref 000 - 0020)
Book 2 | Level 24 - Speciality Restaurant-Steak House | SRS 28a | FOH - Faucet and other Attachments - Sink Unit | 1 | T&S Brass | Klarco, Kraus | Book 2 – Page 591 (Int. Ref 128 - 0002A)
Book 2 | Level 24 - Speciality Restaurant-Steak House | SRS 29 | Saladette Unit Cap. 4X1/3 Pans and 1x1/2 Pans - Stainless Steel Cover _On Counter | 1 | Infrico | Williams, Destar | Book 2 – Page 592 (Int. Ref 736 - 0055)
Book 2 | Level 24 - Speciality Restaurant-Steak House | SRS 30 | Refrigerated Preparation Table - 2 Sections with 4 Drawers GN1/2 | 1 | Infrico | Williams, Destar | Book 2 – Page 593 (Int. Ref 736 - 0007E)
Book 2 | Level 24 - Speciality Restaurant-Steak House | SRS 31 | Undercounter Refrigerator 1 Solid Door - 150L | 1 | Infrico | Williams, Destar | Book 2 – Page 594 (Int. Ref 736 - 0070)
Book 2 | Level 24 - Speciality Restaurant-Steak House | SRS 32 | Table - Wall Type with drop down top to accommodate table top equipment 2mm top * | 1 | Custom fabrication | None (custom-fabricated item) | Book 2 – Page 595 (Int. Ref 910 - 0002)
Book 2 | Level 24 - Speciality Restaurant-Steak House | SRS 33 | Undercounter Chef Base Refrigerator 2 drawers- GN 1/1 (to accept equipment on top) | 1 | Infrico | Williams, Destar | Book 2 – Page 596 (Int. Ref 736 - 0022)
Book 2 | Level 24 - Speciality Restaurant-Steak House | SRS 34 | Custom Char Grill | 1 | Beech Ovens | Star USA, Garland USA | Book 2 – Page 597 (Int. Ref 163 - 0002A)
Book 2 | Level 24 - Speciality Restaurant-Steak House | SRS 35 | PerformAir Self Cleaning Hood - Island Type (1 Skin) with Pulsair & Intermittent Cold Mist system for Solid Fuel Cooking Line Extract 1872. Conditioned 21-23° C dehumidified supply air 1591 linear diffuser set 1 mtr. from edge of hood. Balance air from other areas 281. All in c3/h. | 1 | Ginox | GIF, Halton, ETS Nord | Book 2 – Page 598 (Int. Ref 340 - 0009)
Book 2 | Level 24 - Speciality Restaurant-Steak House | SRS 36 | Set of Drawers GN 1/1 (3 qty)- for incorporation into a base unit * | 1 | Custom fabrication | None (custom-fabricated item) | Book 2 – Page 600 (Int. Ref 001 - 0008)
Book 2 | Level 24 - Speciality Restaurant-Steak House | SRS 37 | Custom Fabricated Hot Cupboard with Sliding Door * | 1 | Custom fabrication | None (custom-fabricated item) | Book 2 – Page 601 (Int. Ref 000 - 0250A)
Book 2 | Level 24 - Speciality Restaurant-Steak House | SRS 40 | FOH Fly Killer - Uplighter - Glueboard 25m2 Coverage | 1 | Insectocutor | Branderburg, Johnson Group | Book 2 – Page 604 (Int. Ref 720 - 0003)
Book 2 | Level 24 - Speciality Restaurant-Steak House | SRS 43 | Mobile Waste Bin Slim Jim Step-On (Beige color) | 1 | Rubbermaid | Carlisle, Green Revolution, Cosmoplast | Book 2 – Page 607 (Int. Ref 737 - 0001)
Book 2 | Level 24 - Speciality Restaurant-Steak House | SRS 44 | Stainless Steel Wall Cladding * | 1 |  |  | Book 2 – Page 608 (Int. Ref 000 - 0158A)
Book 2 | Level 24 - Speciality Restaurant-Steak House | SRS 45 | Blast Chiller/Freezer - 10kg/10kg _Undercounter | 1 | Irinox | Williams, Ginox | Book 2 – Page 609 (Int. Ref 584 - 0019)
Book 2 | Level 24 - Speciality Restaurant-Steak House | SRS 46 | Table - Wall Type with undershelf 2mm top * | 1 | Custom fabrication | None (custom-fabricated item) | Book 2 – Page 610 (Int. Ref 910 - 0001)
Book 2 | Level 24 - Speciality Restaurant-Steak House | SRS 47 | Undercounter Chef Base Refrigerator 4 drawers- GN 1/1 (to accept equipment on top) | 1 | Infrico | Williams, Destar | Book 2 – Page 611 (Int. Ref 736 - 0023)
Book 2 | Level 24 - Speciality Restaurant-Steak House | SRS 48 | Charcoal Oven with Warmer, Table & Drawer | 1 | Josper | Bertha | Book 2 – Page 612 (Int. Ref 379 - 0016)
Book 2 | Level 24 - Speciality Restaurant-Steak House | SRS 49 | PerformAir Self Cleaning Hood - Island Type (1 Skin) with Pulsair & Intermittent Cold Mist system for Solid Fuel Cooking Line Extract 4744. Conditioned 21-23° C dehumidified supply air 4032 linear diffuser set 1 mtr. from edge of hood. Balance air from other areas 712. All in c3/h. | 1 | Ginox | GIF, Halton, ETS Nord | Book 2 – Page 613 (Int. Ref 340 - 0009)
Book 2 | Level 24 - Coffee Shop Area | CSA 1 | Floor Channel with Odor Trap & Grating - 350mm as per plan | 1 | DSS | Aco System | Book 2 – Page 617 (Int. Ref 708 - 0023)
Book 2 | Level 24 - Coffee Shop Area | CSA 2 | Cantilevered wash hand basin - knee control | 1 | Tournus | DSS, Sofinor, Eagle Group, Mechline | Book 2 – Page 619 (Int. Ref 130 - 0001)
Book 2 | Level 24 - Coffee Shop Area | CSA 3 | Mobile Waste Bin Slim Jim Step-On (Beige color) | 1 | Rubbermaid | Carlisle, Green Revolution, Cosmoplast | Book 2 – Page 620 (Int. Ref 737 - 0001)
Book 2 | Level 24 - Coffee Shop Area | CSA 4 | Fly Killer - 100m2 Room Coverage _To Suit Site | 1 | Insectocutor | Branderburg, Johnson Group | Book 2 – Page 621 (Int. Ref 720 - 0002)
Book 2 | Level 24 - Coffee Shop Area | CSA 5 | Upright Dual Temp Refrigerator/Freezer- 2 Half Doors GN 2/1 -700L | 1 | Infrico | Williams, Destar | Book 2 – Page 622 (Int. Ref 736 - 0049)
Book 2 | Level 24 - Coffee Shop Area | CSA 6 | Anodized Aluminium Slatted 4 Tier Rack | 1 | Hupfer | DSS, Metro, Tournus, Tonon | Book 2 – Page 623 (Int. Ref 221 - 0021)
Book 2 | Level 24 - Coffee Shop Area | CSA 7 | Twin Open Wall Shelf * | 3 | Custom fabrication | None (custom-fabricated item) | Book 2 – Page 624 (Int. Ref 129 - 0028)
Book 2 | Level 24 - Coffee Shop Area | CSA 8 | Undercounter Refrigerator 1 Solid Door - 150L | 2 | Infrico | Williams, Destar | Book 2 – Page 625 (Int. Ref 736 - 0070)
Book 2 | Level 24 - Coffee Shop Area | CSA 9 | Mobile Waste Bin - Brute _Undercounter | 1 | Rubbermaid | Cambro, Trolly and Bin | Book 2 – Page 626 (Int. Ref 737 - 0003)
Book 2 | Level 24 - Coffee Shop Area | CSA 10 | Undercounter Dish/Glass/Tray/Cutlery Washer - 65 racks/h, 50x50 cm Rack Size | 1 | Winterhalter | Meiko, Hobart Germany | Book 2 – Page 627 (Int. Ref 586 - 0004)
Book 2 | Level 24 - Coffee Shop Area | CSA 10a | Filter System For Scale Prevention & Corrosion Control for Dishwasher /Glass washer | 1 | Everpure | Culligan, So - Safe | Book 2 – Page 628 (Int. Ref 139 - 0004)
Book 2 | Level 24 - Coffee Shop Area | CSA 11 | Table - Wall Type with single bowl sink, undershelf and integral angle ledge unit. 2mm top _For glass rack storage* | 1 | Custom fabrication | None (custom-fabricated item) | Book 2 – Page 629 (Int. Ref 910 - 0004B)
Book 2 | Level 24 - Coffee Shop Area | CSA 11a | Faucet and other Attachments - Sink Unit | 1 | T&S Brass | Klarco, Kraus | Book 2 – Page 630 (Int. Ref 128 - 0002)
Book 2 | Level 24 - Coffee Shop Area | CSA 13 | Inset Sink for Handwash * | 1 | Prisma SPA, Rhine Kitchen, Ginox RAK or Pilsa SA only |  | Book 2 – Page 632 (Int. Ref 000 - 0020B)
Book 2 | Level 24 - Coffee Shop Area | CSA 13a | Electronic Faucet with syphon/drain | 1 | Klarco |  | Book 2 – Page 633 (Int. Ref 128 - 0065)
Book 2 | Level 24 - Coffee Shop Area | CSA 13b | Under Counter Pull Out Waste Bin * | 1 | Custom fabrication | None (custom-fabricated item) | Book 2 – Page 634 (Int. Ref 000 - 0266)
Book 2 | Level 24 - Coffee Shop Area | CSA 14 | Inset Sink * | 1 | Prisma SPA, Rhine Kitchen, Ginox RAK or Pilsa SA only |  | Book 2 – Page 635 (Int. Ref 000 - 0020)
Book 2 | Level 24 - Coffee Shop Area | CSA 14a | FOH - Faucet and other Attachments - Sink Unit | 1 | T&S Brass | Klarco, Kraus | Book 2 – Page 636 (Int. Ref 128 - 0002A)
Book 2 | Level 24 - Coffee Shop Area | CSA 15 | Undercounter Bottle Display Unit 1 Glass Door - S/S Finish 124L | 2 | Infrico | Williams, Destar | Book 2 – Page 637 (Int. Ref 736 - 0029C)
Book 2 | Level 24 - Coffee Shop Area | CSA 16 | Single Panini Contact Grill | 1 | Roller grill | Waring, Avantco | Book 2 – Page 638 (Int. Ref 143 - 0001A)
Book 2 | Level 24 - Coffee Shop Area | CSA 17 | Self Contained Ice Cuber 41 kg/day w/ 15kg Bin -Air Cooled | 1 | Hoshizaki | Scotsman, Ice - O - Matic, Manitowoc | Book 2 – Page 639 (Int. Ref 734 - 0003)
Book 2 | Level 24 - Coffee Shop Area | CSA 17a | Filter System For Under Counter Ice Production Machines | 1 | Everpure | Culligan, So - Safe | Book 2 – Page 640 (Int. Ref 139 - 0014)
Book 2 | Level 24 - Coffee Shop Area | CSA 18 | High Speed Oven | 1 | Merrychef | Turbochef | Book 2 – Page 641 (Int. Ref 161 - 0005)
Book 2 | Level 24 - Coffee Shop Area | CSA 19 | Boiled and Chilled Water Tap |  | Zip | Billi, No MoreBottles, 'Marco | Book 2 – Page 642 (Int. Ref 185 - 0002)
Book 2 | Level 24 - Coffee Shop Area | CSA 19a | Filter System For Water Boiler | 1 | Everpure | Culligan, So - Safe | Book 2 – Page 643 (Int. Ref 139 - 0013)
Book 2 | Level 24 - Coffee Shop Area | CSA 20 | Expresso Coffee Ground Recepticle * | 1 | Prisma SPA, Rhine Kitchen, Ginox RAK or Pilsa SA only |  | Book 2 – Page 644 (Int. Ref 913 - 0001)
Book 2 | Level 24 - Coffee Shop Area | CSA 21 | Coffee Grinder | 1 | santos | Ditting, Yeni | Book 2 – Page 645 (Int. Ref 157 - 0001)
Book 2 | Level 24 - Coffee Shop Area | CSA 22 | 2-Group Semi-Automatic Espresso Coffee Machine | 1 | Faema | conti, Bravilor | Book 2 – Page 646 (Int. Ref 166 - 0038)
Book 2 | Level 24 - Coffee Shop Area | CSA 22a | Filter system for espresso machines | 1 | Everpure | Culligan, So - Safe | Book 2 – Page 647 (Int. Ref 139 - 0001)
Book 2 | Level 24 - Coffee Shop Area | CSA 24 | Refrigerated Ventilated Display Case - Self Contained | 2 | CIAM | Destar, Williams Refrigeration, Foster | Book 2 – Page 649 (Int. Ref 751 - 0024)
Book 2 | Level 24 - Coffee Shop Area | CSA 27 | Commercial Blender with Sound Enclosure - 2.1 Ltr/Jar | 1 | Blendtec | Hamilton Beach, Vitamix | Book 2 – Page 652 (Int. Ref 811 - 0034)
Book 2 | Level 24 - Coffee Shop Area | CSA 28 | Centrifuge Juice Extractor | 1 | santos | Zumex, Hamilton beach | Book 2 – Page 653 (Int. Ref 157 - 0005)
Book 2 | Level 24 - Coffee Shop Area | CSA 29 | Set of Drawers GN 1/1 (3 qty)- for incorporation into a base unit * | 1 | Custom fabrication | None (custom-fabricated item) | Book 2 – Page 654 (Int. Ref 001 - 0008)
Book 2 | Level 24 - Shisha Pantry Area | SPA 1 | Fly Killer - 100m2 Room Coverage _To Suit Site | 1 | Insectocutor | Branderburg, Johnson Group | Book 2 – Page 657 (Int. Ref 720 - 0002)
Book 2 | Level 24 - Shisha Pantry Area | SPA 2 | Table - Wall Type with single bowl sink, undershelf and drawer nest. 2mm top _Shaped as plan* | 1 | Custom fabrication | None (custom-fabricated item) | Book 2 – Page 658 (Int. Ref 910 - 0004A)
Book 2 | Level 24 - Shisha Pantry Area | SPA 2a | Faucet and other Attachments - Sink Unit | 1 | T&S Brass | Klarco, Kraus | Book 2 – Page 659 (Int. Ref 128 - 0002)
Book 2 | Level 24 - Shisha Pantry Area | SPA 5 | Stainless Steel Wall Cupboard * | 2 | Custom fabrication | None (custom-fabricated item) | Book 2 – Page 662 (Int. Ref 129 - 0014)
Book 2 | Level 24 - Shisha Pantry Area | SPA 6 | Refrigerated Preparation Table - 2 Sections with 4 Drawers GN1/2 | 1 | Infrico | Williams, Destar | Book 2 – Page 663 (Int. Ref 736 - 0007E)
Book 2 | Level 24 - Shisha Pantry Area | SPA 7 | Mobile Waste Bin - Brute _Undercounter | 1 | Rubbermaid | Cambro, Trolly and Bin | Book 2 – Page 664 (Int. Ref 737 - 0003)
Book 2 | Level 24 - Shisha Pantry Area | SPA 8 | Stainless Steel Mobile Cart * | 1 | Custom fabrication | None (custom-fabricated item) | Book 2 – Page 665 (Int. Ref 809 - 0031)
Book 2 | Level 24 - Shisha Pantry Area | SPA 9 | Shisha Charcoal Pit w/ Chimney * | 1 | Custom fabrication | None (custom-fabricated item) | Book 2 – Page 666 (Int. Ref 000 - 0002F)
Book 2 | Level 24 - Shisha Pantry Area | SPA 10 | Mobile Waste Bin Slim Jim Step-On (Beige color) | 1 | Rubbermaid | Carlisle, Green Revolution, Cosmoplast | Book 2 – Page 667 (Int. Ref 737 - 0001)
Book 2 | Level 24 - Shisha Pantry Area | SPA 11 | Floor Channel with Odor Trap & Grating - 350mm as per plan | 1 | DSS | Aco System | Book 2 – Page 668 (Int. Ref 708 - 0023)
Book 2 | Level 24 - Shisha Pantry Area | SPA 12 | Cantilevered wash hand basin - knee control | 1 | Tournus | DSS, Sofinor, Eagle Group, Mechline | Book 2 – Page 669 (Int. Ref 130 - 0001)
Book 2 | Level 24 - Shisha Pantry Area | SPA 13 | Upright Refrigerator - 1 Door GN 2/1 - 600 lt | 1 | Infrico | Williams, Destar | Book 2 – Page 670 (Int. Ref 736 - 0002A)
Book 2 | Level 24 - Shisha Pantry Area | SPA 14 | Anodized Aluminium Slatted 4 Tier Rack | 3 | Hupfer | DSS, Metro, Tournus, Tonon | Book 2 – Page 671 (Int. Ref 221 - 0021)
Book 2 | Level 24 - Outdoor Bar and Café | OBC 2 | Single Door Under Counter Refrigerator - 132Ltr with GN 1/1 Sliders | 1 |  |  | Book 2 – Page 675 (Int. Ref 736W - 0070)
Book 2 | Level 24 - Outdoor Bar and Café | OBC 3 | Automatic Turkish Coffee maker with Double Pot | 1 |  |  | Book 2 – Page 676 (Int. Ref 157 - 0016)
Book 2 | Level 24 - Outdoor Bar and Café | OBC 4 | Coffee Grinder | 1 |  |  | Book 2 – Page 677 (Int. Ref 157 - 0001)
Book 2 | Level 24 - Outdoor Bar and Café | OBC 5 | Expresso Coffee Ground Recepticle * | 1 |  |  | Book 2 – Page 678 (Int. Ref 913 - 0001)
Book 2 | Level 24 - Outdoor Bar and Café | OBC 6 | Single Door Under Counter Refrigerator - 132Ltr with GN 1/1 Sliders | 1 |  |  | Book 2 – Page 679 (Int. Ref 736W - 0070)
Book 2 | Level 24 - Outdoor Bar and Café | OBC 7 | 2-Group Semi Automatic Coffee Machine | 1 |  |  | Book 2 – Page 680 (Int. Ref 157 - 0012A)
Book 2 | Level 24 - Outdoor Bar and Café | OBC 7a | Filter system for espresso machines | 1 |  |  | Book 2 – Page 681 (Int. Ref 139 - 0001)
Book 2 | Level 24 - Outdoor Bar and Café | OBC 8 | Commercial Blender with Sound Enclosure - 2.1 Ltr/Jar | 2 |  |  | Book 2 – Page 682 (Int. Ref 811 - 0034)
Book 2 | Level 24 - Outdoor Bar and Café | OBC 9 | Set of Slides for incorporation into a base unit _for cup rack storage* | 1 |  |  | Book 2 – Page 683 (Int. Ref 001 - 0007)
Book 2 | Level 24 - Outdoor Bar and Café | OBC 10 | Automatic Juice Extractor | 1 |  |  | Book 2 – Page 684 (Int. Ref 186 - 0019)
Book 2 | Level 24 - Outdoor Bar and Café | OBC 11 | Undercounter Dish/Glass/Tray/Cutlery Washer - 65 racks/h, 50x50 cm Rack Size | 1 |  |  | Book 2 – Page 685 (Int. Ref 586 - 0004)
Book 2 | Level 24 - Outdoor Bar and Café | OBC 11a | Filter System For Scale Prevention & Corrosion Control for Dishwasher /Glass washer | 1 |  |  | Book 2 – Page 686 (Int. Ref 139 - 0004)
Book 2 | Level 24 - Outdoor Bar and Café | OBC 12 | Inset Sink * | 1 |  |  | Book 2 – Page 687 (Int. Ref 000 - 0020)
Book 2 | Level 24 - Outdoor Bar and Café | OBC 12a | FOH - Faucet and other Attachments - Sink Unit | 1 |  |  | Book 2 – Page 688 (Int. Ref 128 - 0002A)
Book 2 | Level 24 - Outdoor Bar and Café | OBC 13 | Inset Sink for Handwash * | 1 |  |  | Book 2 – Page 689 (Int. Ref 000 - 0020B)
Book 2 | Level 24 - Outdoor Bar and Café | OBC 13a | Electronic Faucet with syphon/drain | 1 |  |  | Book 2 – Page 690 (Int. Ref 128 - 0065)
Book 2 | Level 24 - Outdoor Bar and Café | OBC 13b | Under Counter Pull Out Waste Bin * | 1 |  |  | Book 2 – Page 691 (Int. Ref 000 - 0266)
Book 2 | Level 24 - Outdoor Bar and Café | OBC 15 | FOH Fly Killer - Uplighter - Glueboard 25m2 Coverage | 1 |  |  | Book 2 – Page 693 (Int. Ref 720 - 0003)
Book 2 | Level 24 - Outdoor Bar and Café | OBC 16 | Bottle Display Unit 2 door - Under counter restricted height | 1 |  |  | Book 2 – Page 694 (Int. Ref 736W - 0029D)
Book 2 | Level 24 - Outdoor Bar and Café | OBC 17 | Self Contained Ice Cuber Machine - 105kg /day w/ 38kg Bin(Air cooled) | 1 |  |  | Book 2 – Page 695 (Int. Ref 734 - 0030A)
Book 2 | Level 24 - Outdoor Bar and Café | OBC 17a | Filter System For Ice Production Machines | 1 |  |  | Book 2 – Page 696 (Int. Ref 139 - 0002)
Book 2 | Level 24 - Outdoor Bar and Café | OBC 18 | Cocktail Unit Ice well adjacent to chopping area with waste chute and pull out bin, next to sink with blender station . * | 1 |  |  | Book 2 – Page 697 (Int. Ref 129 - 0140)
Book 2 | Level 24 - Outdoor Bar and Café | OBC 19 | SlimJim Bottle Bin with handles, Lid and Trolley | 1 |  |  | Book 2 – Page 698 (Int. Ref 737 - 0006)
Book 2 | Level 24 - Outdoor Bar and Café | OBC 20 | Set of Drawers GN 1/1 (3 qty)- for incorporation into a base unit * | 1 |  |  | Book 2 – Page 699 (Int. Ref 001 - 0008)

## Verification
Book | Area | Ref | BOQ Qty | Spec Qty | Qty OK | Desc Sim | Item Type | Model | Main Brand | Main Brand (raw) | Alt Brands | Alt Brands (raw) | Spec PDF Page | BOQ Description | Spec Description | Match Method | Flags
Book 1 | General |  | lot |  | — | [8 empty] | Cost of analysing and certifying samples of stainless steel used in custom fabrication |  |  | GENERAL (no individual spec)
Book 1 | Basement - Chef's Room Office | CRO 3 | 1 | 1 | yes | 1.00 | Equipment | Wireless Temperature Monitoring System | Temptrak | Temptrak. C.O.O. USA | Monika | Monika (https://ae.monika.com/) | Bk1 p5 | Wireless Temperature Monitoring System | Wireless Temperature Monitoring System | area+ref
Book 1 | Basement - Storage Area | STO 1 | 1 | 1 | yes | 1.00 | Custom Fabrication |  | Prisma SPA, Rhine Kitchen - UAE, Pilsa SA, Al Barq - Shaleej Emainox - Filippo Rabadh - EMAN Ascobloc - Maik Sprint Qatar - Essam Wolf Qatar - Tony, Euro Trade Bahrain - Vassily Masria Egypt, Ginox - UAE, Ramadi Kitchen Dubai or CCE Quality Fabrication - UAE, Dolphin Kitchens .Al heloul al Haditha furniture LLC. only | Prisma SPA (+41 78677 6468), Rhine Kitchen - UAE (06 5326098), Pilsa SA (Pilsa.com), Al Barq - Shaleej +971547920080 http://www.albarqkitchen.com/, Emainox - Filippo +971 56 653 3433 https://emainox.it/, Rabadh - EMAN +966 53 871 1366 https://rabadh.com/, Ascobloc - Maik +49 172 205 5539 https://www.ascobloc.de/en/download/stainless-steel-furniture, Sprint Qatar - Essam +974 5586 7619 https://www.sprint-qatar.com/, Wolf Qatar - Tony +974 4444 2295, Euro Trade Bahrain - Vassily +97339911287 https://ecegroups.com/, Masria Egypt (0020 202-4610- 3325) , Ginox - UAE (07 2444567), Ramadi Kitchen Dubai (04 884 0555) or CCE (Commercial Catering Equipment Dubai) 050476 2200 info@ccedubai.com, Quality Fabrication - UAE (info@qualitygrp.net), Dolphin Kitchens (dolphin.kitchens@yahoo.com).Al heloul al Haditha furniture LLC. only. |  | No alternative manufacturer for this custom fabricated item | Bk1 p8 | Floor Channel with Odor Trap & Grating - 1050mm As Per Plan | Floor Channel With Odor Trap & Grating - 1050Mm As Per Plan | area+ref
Book 1 | Basement - Storage Area | STO 2 | 2 | 2 | yes | 1.00 | Equipment | EX 30S | Insectocutor | Insectocutor (www.pelsis.com, hygieneproducts@tte.ae) . C.O.O. UK | Branderburg, Johnson Group | Branderburg (www.b-one.com), Johnson Group (www.johnson-group.com.hk) | Bk1 p9 | Fly Killer - 100m2 Room Coverage to suit site | Fly Killer - 100M2 Room Coverage To Suit Site | area+ref
Book 1 | Basement - Storage Area | STO 3 | 16 | 16 | yes | 1.00 | Equipment |  | Hupfer | Hupfer (www.hupfer.de) | DSS, Metro, Tournus, Tonon | DSS (www.dss-products.com / dannyk88@singnet.com.sg), Metro (www.intermetro.com), Tournus (www.tournus.com), Tonon (www.tonon.com) | Bk1 p10 | Anodized Aluminium Slatted 4 Tier Rack | Anodized Aluminium Slatted 4 Tier Rack | area+ref
Book 1 | Basement - Storage Area | STO 4 | 4 | 4 | yes | 1.00 | Equipment | DRS480 | Cambro | Cambro(www.cambro.com),(webmaster@cambro.com). C.O.O. U.S.A. | DSS, Carlisle, Metro | DSS (dss-products.com), Carlisle (www.carlislefsp.com), Metro (www.metro.com) | Bk1 p11 | Polypropylene Dunnage Rack - 1360 kg | Polypropylene Dunnage Rack - 1360 Kg | area+ref
Book 1 | Basement - Storage Area | STO 5 | 1 | 1 | yes | 1.00 | Equipment |  | DESMON | DESMON (www.desmon.com.cn/ sales@desmon.com.cn) | TSSC, TCTI | TSSC (Sharjah) (www.tsscgroup.com), TCTI (www.tcti.net) | Bk1 p12 | Cold Room Water Chilled - Beverage Chiller 7 Sq Mtr | Cold Room Water Chilled - Beverage Chiller 7 Sq Mtr | area+ref
Book 1 | Basement - Seafood Preparation | SFP 1 | 2 | 2 | yes | 1.00 | Custom Fabrication |  | Prisma SPA, Rhine Kitchen - UAE, Pilsa SA, Al Barq - Shaleej Emainox - Filippo Rabadh - EMAN Ascobloc - Maik Sprint Qatar - Essam Wolf Qatar - Tony, Euro Trade Bahrain - Vassily Masria Egypt, Ginox - UAE, Ramadi Kitchen Dubai or CCE Quality Fabrication - UAE, Dolphin Kitchens .Al heloul al Haditha furniture LLC. only | Prisma SPA (+41 78677 6468), Rhine Kitchen - UAE (06 5326098), Pilsa SA (Pilsa.com), Al Barq - Shaleej +971547920080 http://www.albarqkitchen.com/, Emainox - Filippo +971 56 653 3433 https://emainox.it/, Rabadh - EMAN +966 53 871 1366 https://rabadh.com/, Ascobloc - Maik +49 172 205 5539 https://www.ascobloc.de/en/download/stainless-steel-furniture, Sprint Qatar - Essam +974 5586 7619 https://www.sprint-qatar.com/, Wolf Qatar - Tony +974 4444 2295, Euro Trade Bahrain - Vassily +97339911287 https://ecegroups.com/, Masria Egypt (0020 202-4610- 3325) , Ginox - UAE (07 2444567), Ramadi Kitchen Dubai (04 884 0555) or CCE (Commercial Catering Equipment Dubai) 050476 2200 info@ccedubai.com, Quality Fabrication - UAE (info@qualitygrp.net), Dolphin Kitchens (dolphin.kitchens@yahoo.com).Al heloul al Haditha furniture LLC. only. |  | No alternative manufacturer for this custom fabricated item | Bk1 p14 | Floor Channel with Odor Trap & Grating - 350mm As Per Plan | Floor Channel With Odor Trap & Grating - 350Mm As Per Plan | area+ref
Book 1 | Basement - Seafood Preparation | SFP 2 | 1 | 1 | yes | 1.00 | Equipment | 806 382 | Tournus | Tournus (www.tournus.com). C.O.O. France | DSS, Sofinor, Eagle Group, Mechline | DSS (dss-products.com), Sofinor (www.sofinor.com), Eagle Group (www.eaglegrp.com), Mechline (www.mechline.com) | Bk1 p15 | Cantilevered wash hand basin - knee control | Cantilevered Wash Hand Basin - Knee Control | area+ref
Book 1 | Basement - Seafood Preparation | SFP 3 | 1 | 1 | yes | 1.00 | Equipment | EX 30S | Insectocutor | Insectocutor (www.pelsis.com, hygieneproducts@tte.ae) . C.O.O. UK | Branderburg, Johnson Group | Branderburg (www.b-one.com), Johnson Group (www.johnson-group.com.hk) | Bk1 p16 | Fly Killer - 100m2 Room Coverage to suit site | Fly Killer - 100M2 Room Coverage To Suit Site | area+ref
Book 1 | Basement - Seafood Preparation | SFP 4 | 1 | 1 | yes | 1.00 | Equipment | Ambion 100 | HVAC Plasmaclean | HVAC Plasmaclean (MGK +971 4 396 8264). C.O.O. UK | Mechline Hygenikx, Aerox | Mechline Hygenikx (www.mechline.com.hgx/), Aerox (www.aeroxinjector.com) | Bk1 p17 | Plasma Ionisation Smell Reduction Unit | Plasma Ionisation Smell Reduction Unit | area+ref
Book 1 | Basement - Seafood Preparation | SFP 5 | 1 | 1 | yes | 1.00 | Equipment | 816 422 | Tournus | Tournus (www.tournus.com). C.O.O. France | Sofinor, Bourgeat | Sofinor (www.sofinor.com), Bourgeat(www.bourgeat.fr) | Bk1 p18 | Knife Steriliser with UV Light -15 Knife 1 Door Cabinet with Magnetized Bar | Knife Steriliser With Uv Light -15 Knife 1 Door Cabinet With Magnetized Bar | area+ref
Book 1 | Basement - Seafood Preparation | SFP 6 | 1 | 1 | yes | 1.00 | Custom Fabrication |  | Prisma SPA, Rhine Kitchen - UAE, Pilsa SA, Al Barq - Shaleej Emainox - Filippo Rabadh - EMAN Ascobloc - Maik Sprint Qatar - Essam Wolf Qatar - Tony, Euro Trade Bahrain - Vassily Masria Egypt, Ginox - UAE, Ramadi Kitchen Dubai or CCE Quality Fabrication - UAE, Dolphin Kitchens .Al heloul al Haditha furniture LLC. only | Prisma SPA (+41 78677 6468), Rhine Kitchen - UAE (06 5326098), Pilsa SA (Pilsa.com), Al Barq - Shaleej +971547920080 http://www.albarqkitchen.com/, Emainox - Filippo +971 56 653 3433 https://emainox.it/, Rabadh - EMAN +966 53 871 1366 https://rabadh.com/, Ascobloc - Maik +49 172 205 5539 https://www.ascobloc.de/en/download/stainless-steel-furniture, Sprint Qatar - Essam +974 5586 7619 https://www.sprint-qatar.com/, Wolf Qatar - Tony +974 4444 2295, Euro Trade Bahrain - Vassily +97339911287 https://ecegroups.com/, Masria Egypt (0020 202-4610- 3325) , Ginox - UAE (07 2444567), Ramadi Kitchen Dubai (04 884 0555) or CCE (Commercial Catering Equipment Dubai) 050476 2200 info@ccedubai.com, Quality Fabrication - UAE (info@qualitygrp.net), Dolphin Kitchens (dolphin.kitchens@yahoo.com).Al heloul al Haditha furniture LLC. only. |  | No alternative manufacturer for this custom fabricated item | Bk1 p19 | Table - Wall Type with undershelf 2mm top * | Table - Wall Type With Undershelf 2Mm Top * | area+ref
Book 1 | Basement - Seafood Preparation | SFP 7 | 1 | 1 | yes | 1.00 | Equipment | 90612-15E | ADE | ADE (www.ade-germany.de). C.O.O. Germany | Salter, Cardinal, AveryWeigh | Salter(www.salter.com.au), Cardinal (www.cardinalscale.com), AveryWeigh(www.averyweigh-tronix.com) | Bk1 p20 | Table Top Electronic Scale 15 kg | Table Top Electronic Scale 15 Kg | area+ref
Book 1 | Basement - Seafood Preparation | SFP 8 | 1 | 1 | yes | 1.00 | Equipment | 2620 | Rubbermaid | Rubbermaid(www.rubbermaid.com). C.O.O. U.S.A. | Cambro, Trolly and Bin | Cambro (www.cambro.com), Trolly and Bin (www.trollyandbin.co.za) | Bk1 p21 | Mobile Waste Bin - Brute Undercounter | Mobile Waste Bin - Brute Undercounter | area+ref
Book 1 | Basement - Seafood Preparation | SFP 9 | 1 | 1 | yes | 1.00 | Custom Fabrication |  | Prisma SPA, Rhine Kitchen - UAE, Pilsa SA, Al Barq - Shaleej Emainox - Filippo Rabadh - EMAN Ascobloc - Maik Sprint Qatar - Essam Wolf Qatar - Tony, Euro Trade Bahrain - Vassily Masria Egypt, Ginox - UAE, Ramadi Kitchen Dubai or CCE Quality Fabrication - UAE, Dolphin Kitchens .Al heloul al Haditha furniture LLC. only | Prisma SPA (+41 78677 6468), Rhine Kitchen - UAE (06 5326098), Pilsa SA (Pilsa.com), Al Barq - Shaleej +971547920080 http://www.albarqkitchen.com/, Emainox - Filippo +971 56 653 3433 https://emainox.it/, Rabadh - EMAN +966 53 871 1366 https://rabadh.com/, Ascobloc - Maik +49 172 205 5539 https://www.ascobloc.de/en/download/stainless-steel-furniture, Sprint Qatar - Essam +974 5586 7619 https://www.sprint-qatar.com/, Wolf Qatar - Tony +974 4444 2295, Euro Trade Bahrain - Vassily +97339911287 https://ecegroups.com/, Masria Egypt (0020 202-4610- 3325) , Ginox - UAE (07 2444567), Ramadi Kitchen Dubai (04 884 0555) or CCE (Commercial Catering Equipment Dubai) 050476 2200 info@ccedubai.com, Quality Fabrication - UAE (info@qualitygrp.net), Dolphin Kitchens (dolphin.kitchens@yahoo.com).Al heloul al Haditha furniture LLC. only. |  | No alternative manufacturer for this custom fabricated item | Bk1 p22 | 2-Door Fish Refrigerated Preparation Table with Sink with blue color cutting board | 2-Door Fish Refrigerated Preparation Table With Sink With Blue Color Cutting Board | area+ref
Book 1 | Basement - Seafood Preparation | SFP 10 | 1 | 1 | yes | 1.00 | Equipment | IM-65WNE-HC | Hoshizaki | Hoshizaki(www.hoshizaki.ae). C.O.O. UK | Scotsman, Ice-O-Matic, Manitowoc | Scotsman(www.scotsman-ice.com), Ice-O-Matic (www.iceomatic.com), Manitowoc(www.manitowocice.com) | Bk1 p23 | Self Contained Ice Maker 60 kg day w/ 26kg Bin (water-cooled) | Self Contained Ice Maker 60 Kg Day W/ 26Kg Bin (Water-Cooled) | area+ref
Book 1 | Basement - Seafood Preparation | SFP 10a | 1 | 1 | yes | 1.00 | Equipment | Insurice Twin-i2000² System | Everpure | Everpure (www.fendtech.ae/sales@fendtech.ae). C.O.O. USA | Culligan, So-Safe | Culligan(www.culligan.com), So-Safe (www.sosafe.com) | Bk1 p24 | Filter System For Ice Production Machines | Filter System For Ice Production Machines | area+ref
Book 1 | Basement - Seafood Preparation | SFP 11 | 1 | 1 | yes | 1.00 | Custom Fabrication |  | Prisma SPA, Rhine Kitchen - UAE, Pilsa SA, Al Barq - Shaleej Emainox - Filippo Rabadh - EMAN Ascobloc - Maik Sprint Qatar - Essam Wolf Qatar - Tony, Euro Trade Bahrain - Vassily Masria Egypt, Ginox - UAE, Ramadi Kitchen Dubai or CCE Quality Fabrication - UAE, Dolphin Kitchens .Al heloul al Haditha furniture LLC. only | Prisma SPA (+41 78677 6468), Rhine Kitchen - UAE (06 5326098), Pilsa SA (Pilsa.com), Al Barq - Shaleej +971547920080 http://www.albarqkitchen.com/, Emainox - Filippo +971 56 653 3433 https://emainox.it/, Rabadh - EMAN +966 53 871 1366 https://rabadh.com/, Ascobloc - Maik +49 172 205 5539 https://www.ascobloc.de/en/download/stainless-steel-furniture, Sprint Qatar - Essam +974 5586 7619 https://www.sprint-qatar.com/, Wolf Qatar - Tony +974 4444 2295, Euro Trade Bahrain - Vassily +97339911287 https://ecegroups.com/, Masria Egypt (0020 202-4610- 3325) , Ginox - UAE (07 2444567), Ramadi Kitchen Dubai (04 884 0555) or CCE (Commercial Catering Equipment Dubai) 050476 2200 info@ccedubai.com, Quality Fabrication - UAE (info@qualitygrp.net), Dolphin Kitchens (dolphin.kitchens@yahoo.com).Al heloul al Haditha furniture LLC. only. |  | No alternative manufacturer for this custom fabricated item | Bk1 p25 | Table - Wall Type with undershelf 2mm top * | Table - Wall Type With Undershelf 2Mm Top * | area+ref
Book 1 | Basement - Seafood Preparation | SFP 12 | 1 | 1 | yes | 1.00 | Custom Fabrication |  | Prisma SPA, Rhine Kitchen - UAE, Pilsa SA, Al Barq - Shaleej Emainox - Filippo Rabadh - EMAN Ascobloc - Maik Sprint Qatar - Essam Wolf Qatar - Tony, Euro Trade Bahrain - Vassily Masria Egypt, Ginox - UAE, Ramadi Kitchen Dubai or CCE Quality Fabrication - UAE, Dolphin Kitchens .Al heloul al Haditha furniture LLC. only | Prisma SPA (+41 78677 6468), Rhine Kitchen - UAE (06 5326098), Pilsa SA (Pilsa.com), Al Barq - Shaleej +971547920080 http://www.albarqkitchen.com/, Emainox - Filippo +971 56 653 3433 https://emainox.it/, Rabadh - EMAN +966 53 871 1366 https://rabadh.com/, Ascobloc - Maik +49 172 205 5539 https://www.ascobloc.de/en/download/stainless-steel-furniture, Sprint Qatar - Essam +974 5586 7619 https://www.sprint-qatar.com/, Wolf Qatar - Tony +974 4444 2295, Euro Trade Bahrain - Vassily +97339911287 https://ecegroups.com/, Masria Egypt (0020 202-4610- 3325) , Ginox - UAE (07 2444567), Ramadi Kitchen Dubai (04 884 0555) or CCE (Commercial Catering Equipment Dubai) 050476 2200 info@ccedubai.com, Quality Fabrication - UAE (info@qualitygrp.net), Dolphin Kitchens (dolphin.kitchens@yahoo.com).Al heloul al Haditha furniture LLC. only. |  | No alternative manufacturer for this custom fabricated item | Bk1 p26 | Single Wall Shelf * | Single Wall Shelf * | area+ref
Book 1 | Basement - Seafood Preparation | SFP 13 | 1 | 1 | yes | 1.00 | Equipment | Max 42 | Boss | Boss(www.vacuum-boss.com). C.O.O. Germany | Sous Vide Tools, Minipack | Sous Vide Tools (www.sousvidetools.com), Minipack (www.minipack-torre.it) | Bk1 p27 | Vacuum Packing Machine - Tabletop 420mm Standard Execution 40 m3/hr pump & silencer | Vacuum Packing Machine - Tabletop 420Mm Standard Execution 40 M3/Hr Pump & Silencer | area+ref
Book 1 | Basement - Seafood Preparation | SFP 14 | 1 | 1 | yes | 1.00 | Equipment |  | DESMON | DESMON (www.desmon.com.cn/ sales@desmon.com.cn) | TSSC, TCTI | TSSC (Sharjah) (www.tsscgroup.com), TCTI (www.tcti.net) | Bk1 p28 | Cold Room Water Chilled - Seafood Chiller 5.5 Sq Mtr | Cold Room Water Chilled - Seafood Chiller 5.5 Sq Mtr | area+ref
Book 1 | Basement - Seafood Preparation | SFP 14a | 2 | 2 | yes | 1.00 | Equipment | Cooler King | Humitech . Ireland | Humitech (www.fendtech.ae). C.O.O. Northern Ireland | Ecoroq Australia, Humico PTE of Singapore | Ecoroq Australia (steve@ecoroq.com.au), Humico PTE of Singapore (www.humico.com.sg) | Bk1 p29 | Environmental Standard( Low Power - Extended Food Life) - Mineral Absorber for Cold /Freezer Rooms | Environmental Standard( Low Power - Extended Food Life) - Mineral Absorber For Cold /Freezer Rooms | area+ref
Book 1 | Basement - Seafood Preparation | SFP 15 | 1 | 1 | yes | 1.00 | Equipment |  | DESMON | DESMON (www.desmon.com.cn/ sales@desmon.com.cn) | TSSC, TCTI | TSSC (Sharjah) (www.tsscgroup.com), TCTI (www.tcti.net) | Bk1 p30 | Freezer Room Water Chilled - Seafood Freezer 6 Sq Mtr | Freezer Room Water Chilled - Seafood Freezer 6 Sq Mtr | area+ref
Book 1 | Basement - Seafood Preparation | SFP 15a | 3 | 3 | yes | 1.00 | Equipment | Cooler King | Humitech . Ireland | Humitech (www.fendtech.ae). C.O.O. Northern Ireland | Ecoroq Australia, Humico PTE of Singapore | Ecoroq Australia (steve@ecoroq.com.au), Humico PTE of Singapore (www.humico.com.sg) | Bk1 p31 | Environmental Standard( Low Power - Extended Food Life) - Mineral Absorber for Cold /Freezer Rooms | Environmental Standard( Low Power - Extended Food Life) - Mineral Absorber For Cold /Freezer Rooms | area+ref
Book 1 | Basement - Seafood Preparation | SFP 17 | 4 | 4 | yes | 1.00 | Equipment |  | Hupfer | Hupfer (www.hupfer.de) | DSS, Metro, Tournus, Tonon | DSS (www.dss-products.com / dannyk88@singnet.com.sg), Metro (www.intermetro.com), Tournus (www.tournus.com), Tonon (www.tonon.com) | Bk1 p33 | Anodized Aluminium Slatted 4 Tier Rack | Anodized Aluminium Slatted 4 Tier Rack | area+ref
Book 1 | Basement - Seafood Preparation | SFP 18 | 2 | 2 | yes | 1.00 | Custom Fabrication |  | Prisma SPA, Rhine Kitchen - UAE, Pilsa SA, Al Barq - Shaleej Emainox - Filippo Rabadh - EMAN Ascobloc - Maik Sprint Qatar - Essam Wolf Qatar - Tony, Euro Trade Bahrain - Vassily Masria Egypt, Ginox - UAE, Ramadi Kitchen Dubai or CCE Quality Fabrication - UAE, Dolphin Kitchens .Al heloul al Haditha furniture LLC. only | Prisma SPA (+41 78677 6468), Rhine Kitchen - UAE (06 5326098), Pilsa SA (Pilsa.com), Al Barq - Shaleej +971547920080 http://www.albarqkitchen.com/, Emainox - Filippo +971 56 653 3433 https://emainox.it/, Rabadh - EMAN +966 53 871 1366 https://rabadh.com/, Ascobloc - Maik +49 172 205 5539 https://www.ascobloc.de/en/download/stainless-steel-furniture, Sprint Qatar - Essam +974 5586 7619 https://www.sprint-qatar.com/, Wolf Qatar - Tony +974 4444 2295, Euro Trade Bahrain - Vassily +97339911287 https://ecegroups.com/, Masria Egypt (0020 202-4610- 3325) , Ginox - UAE (07 2444567), Ramadi Kitchen Dubai (04 884 0555) or CCE (Commercial Catering Equipment Dubai) 050476 2200 info@ccedubai.com, Quality Fabrication - UAE (info@qualitygrp.net), Dolphin Kitchens (dolphin.kitchens@yahoo.com).Al heloul al Haditha furniture LLC. only. |  | No alternative manufacturer for this custom fabricated item | Bk1 p34 | Floor Channel with Odor Trap & Grating - 1050mm As Per Plan | Floor Channel With Odor Trap & Grating - 1050Mm As Per Plan | area+ref
Book 1 | Basement - Meat Preparation | MPR 1 | 1 | 1 | yes | 1.00 | Custom Fabrication |  | Prisma SPA, Rhine Kitchen - UAE, Pilsa SA, Al Barq - Shaleej Emainox - Filippo Rabadh - EMAN Ascobloc - Maik Sprint Qatar - Essam Wolf Qatar - Tony, Euro Trade Bahrain - Vassily Masria Egypt, Ginox - UAE, Ramadi Kitchen Dubai or CCE Quality Fabrication - UAE, Dolphin Kitchens .Al heloul al Haditha furniture LLC. only | Prisma SPA (+41 78677 6468), Rhine Kitchen - UAE (06 5326098), Pilsa SA (Pilsa.com), Al Barq - Shaleej +971547920080 http://www.albarqkitchen.com/, Emainox - Filippo +971 56 653 3433 https://emainox.it/, Rabadh - EMAN +966 53 871 1366 https://rabadh.com/, Ascobloc - Maik +49 172 205 5539 https://www.ascobloc.de/en/download/stainless-steel-furniture, Sprint Qatar - Essam +974 5586 7619 https://www.sprint-qatar.com/, Wolf Qatar - Tony +974 4444 2295, Euro Trade Bahrain - Vassily +97339911287 https://ecegroups.com/, Masria Egypt (0020 202-4610- 3325) , Ginox - UAE (07 2444567), Ramadi Kitchen Dubai (04 884 0555) or CCE (Commercial Catering Equipment Dubai) 050476 2200 info@ccedubai.com, Quality Fabrication - UAE (info@qualitygrp.net), Dolphin Kitchens (dolphin.kitchens@yahoo.com).Al heloul al Haditha furniture LLC. only. |  | No alternative manufacturer for this custom fabricated item | Bk1 p36 | Floor Channel with Odor Trap & Grating - 450mmx350mm As Per Plan | Floor Channel With Odor Trap & Grating - 450Mmx350Mm As Per Plan | area+ref
Book 1 | Basement - Meat Preparation | MPR 2 | 1 | 1 | yes | 1.00 | Equipment | 806 382 | Tournus | Tournus (www.tournus.com). C.O.O. France | DSS, Sofinor, Eagle Group, Mechline | DSS (dss-products.com), Sofinor (www.sofinor.com), Eagle Group (www.eaglegrp.com), Mechline (www.mechline.com) | Bk1 p37 | Cantilevered wash hand basin - knee control | Cantilevered Wash Hand Basin - Knee Control | area+ref
Book 1 | Basement - Meat Preparation | MPR 3 | 1 | 1 | yes | 1.00 | Equipment | EX 30S | Insectocutor | Insectocutor (www.pelsis.com, hygieneproducts@tte.ae) . C.O.O. UK | Branderburg, Johnson Group | Branderburg (www.b-one.com), Johnson Group (www.johnson-group.com.hk) | Bk1 p38 | Fly Killer - 100m2 Room Coverage to suit site | Fly Killer - 100M2 Room Coverage To Suit Site | area+ref
Book 1 | Basement - Meat Preparation | MPR 4 | 1 | 1 | yes | 1.00 | Equipment | Ambion 100 | HVAC Plasmaclean | HVAC Plasmaclean (MGK +971 4 396 8264). C.O.O. UK | Mechline Hygenikx, Aerox | Mechline Hygenikx (www.mechline.com.hgx/), Aerox (www.aeroxinjector.com) | Bk1 p39 | Plasma Ionisation Smell Reduction Unit | Plasma Ionisation Smell Reduction Unit | area+ref
Book 1 | Basement - Meat Preparation | MPR 5 | 1 | 1 | yes | 1.00 | Equipment | 816 422 | Tournus | Tournus (www.tournus.com). C.O.O. France | Sofinor, Bourgeat | Sofinor (www.sofinor.com), Bourgeat(www.bourgeat.fr) | Bk1 p40 | Knife Steriliser with UV Light -15 Knife 1 Door Cabinet with Magnetized Bar | Knife Steriliser With Uv Light -15 Knife 1 Door Cabinet With Magnetized Bar | area+ref
Book 1 | Basement - Meat Preparation | MPR 6 | 1 | 1 | yes | 1.00 | Custom Fabrication |  | Prisma SPA, Rhine Kitchen - UAE, Pilsa SA, Al Barq - Shaleej Emainox - Filippo Rabadh - EMAN Ascobloc - Maik Sprint Qatar - Essam Wolf Qatar - Tony, Euro Trade Bahrain - Vassily Masria Egypt, Ginox - UAE, Ramadi Kitchen Dubai or CCE Quality Fabrication - UAE, Dolphin Kitchens .Al heloul al Haditha furniture LLC. only | Prisma SPA (+41 78677 6468), Rhine Kitchen - UAE (06 5326098), Pilsa SA (Pilsa.com), Al Barq - Shaleej +971547920080 http://www.albarqkitchen.com/, Emainox - Filippo +971 56 653 3433 https://emainox.it/, Rabadh - EMAN +966 53 871 1366 https://rabadh.com/, Ascobloc - Maik +49 172 205 5539 https://www.ascobloc.de/en/download/stainless-steel-furniture, Sprint Qatar - Essam +974 5586 7619 https://www.sprint-qatar.com/, Wolf Qatar - Tony +974 4444 2295, Euro Trade Bahrain - Vassily +97339911287 https://ecegroups.com/, Masria Egypt (0020 202-4610- 3325) , Ginox - UAE (07 2444567), Ramadi Kitchen Dubai (04 884 0555) or CCE (Commercial Catering Equipment Dubai) 050476 2200 info@ccedubai.com, Quality Fabrication - UAE (info@qualitygrp.net), Dolphin Kitchens (dolphin.kitchens@yahoo.com).Al heloul al Haditha furniture LLC. only. |  | No alternative manufacturer for this custom fabricated item | Bk1 p41 | Table - Wall Type with single bowl sink, undershelf and drawer nest. 2mm top * | Table - Wall Type With Single Bowl Sink, Undershelf And Drawer Nest. 2Mm Top * | area+ref
Book 1 | Basement - Meat Preparation | MPR 6a | 1 | 1 | yes | 1.00 | Equipment | Various (EC-3142-VF05 + B-0226-V15-WH4 + B-3950-01) | T&S Brass | T&S Brass (www.tsbrass.com). C.O.O. USA. | Klarco, Kraus | Klarco (www.klarco.com), Kraus(www.krausproducts.com) | Bk1 p42 | Faucet and other Attachments - Preparation Table | Faucet And Other Attachments - Preparation Table | area+ref
Book 1 | Basement - Meat Preparation | MPR 7 | 1 | 1 | yes | 1.00 | Equipment | 90612-15E | ADE | ADE (www.ade-germany.de). C.O.O. Germany | Salter, Cardinal, AveryWeigh | Salter(www.salter.com.au), Cardinal (www.cardinalscale.com), AveryWeigh(www.averyweigh-tronix.com) | Bk1 p43 | Table Top Electronic Scale 15 kg | Table Top Electronic Scale 15 Kg | area+ref
Book 1 | Basement - Meat Preparation | MPR 8 | 1 | 1 | yes | 1.00 | Equipment | 2620 | Rubbermaid | Rubbermaid(www.rubbermaid.com). C.O.O. U.S.A. | Cambro, Trolly and Bin | Cambro (www.cambro.com), Trolly and Bin (www.trollyandbin.co.za) | Bk1 p44 | Mobile Waste Bin - Brute Undercounter | Mobile Waste Bin - Brute Undercounter | area+ref
Book 1 | Basement - Meat Preparation | MPR 9 | 1 | 1 | yes | 1.00 | Custom Fabrication | Custom | Custom | Custom. C.O.O. UAE |  | - | Bk1 p45 | Polymer cutting surface _Red Color* | Polymer Cutting Surface _Red Color* | area+ref
Book 1 | Basement - Meat Preparation | MPR 10 | 1 | 1 | yes | 1.00 | Equipment | PG 22L | Powerline | Powerline(www.powerlineequip.com). C.O.O. MEXICO | Hobart corp.com), Dito Sama | Hobart(www.hobart-export.com) (www.Hobart(www.hobart-export.com)corp.com), Dito Sama(www.ditosama.com) | Bk1 p46 | Meat Grinder 10 kg/min | Meat Grinder 10 Kg/Min | area+ref
Book 1 | Basement - Meat Preparation | MPR 11 | 1 | 1 | yes | 1.00 | Equipment |  | Infrico | Infrico (www.infrico.com) | Williams, Destar | Williams (www.williams-refrigeration.co.uk)(sales@williamsdubai.ae, GINOX (www.ginoxgroup.com), Destar (www.destar-refrigeration.com ) | Bk1 p47 | Upright Slimline Freezer - 1 Door 1/1 - 325L | Upright Slimline Freezer - 1 Door 1/1 - 325L | area+ref
Book 1 | Basement - Meat Preparation | MPR 12 | 1 | 1 | yes | 1.00 | Custom Fabrication |  | Prisma SPA, Rhine Kitchen - UAE, Pilsa SA, Al Barq - Shaleej Emainox - Filippo Rabadh - EMAN Ascobloc - Maik Sprint Qatar - Essam Wolf Qatar - Tony, Euro Trade Bahrain - Vassily Masria Egypt, Ginox - UAE, Ramadi Kitchen Dubai or CCE Quality Fabrication - UAE, Dolphin Kitchens .Al heloul al Haditha furniture LLC. only | Prisma SPA (+41 78677 6468), Rhine Kitchen - UAE (06 5326098), Pilsa SA (Pilsa.com), Al Barq - Shaleej +971547920080 http://www.albarqkitchen.com/, Emainox - Filippo +971 56 653 3433 https://emainox.it/, Rabadh - EMAN +966 53 871 1366 https://rabadh.com/, Ascobloc - Maik +49 172 205 5539 https://www.ascobloc.de/en/download/stainless-steel-furniture, Sprint Qatar - Essam +974 5586 7619 https://www.sprint-qatar.com/, Wolf Qatar - Tony +974 4444 2295, Euro Trade Bahrain - Vassily +97339911287 https://ecegroups.com/, Masria Egypt (0020 202-4610- 3325) , Ginox - UAE (07 2444567), Ramadi Kitchen Dubai (04 884 0555) or CCE (Commercial Catering Equipment Dubai) 050476 2200 info@ccedubai.com, Quality Fabrication - UAE (info@qualitygrp.net), Dolphin Kitchens (dolphin.kitchens@yahoo.com).Al heloul al Haditha furniture LLC. only. |  | No alternative manufacturer for this custom fabricated item | Bk1 p48 | Single Wall Shelf * | Single Wall Shelf * | area+ref
Book 1 | Basement - Meat Preparation | MPR 13 | 1 | 1 | yes | 1.00 | Equipment | Max 42 | Boss | Boss(www.vacuum-boss.com). C.O.O. Germany | Sous Vide Tools, Minipack | Sous Vide Tools (www.sousvidetools.com), Minipack (www.minipack-torre.it) | Bk1 p49 | Vacuum Packing Machine - Tabletop 420mm Standard Execution 40 m3/hr pump & silencer | Vacuum Packing Machine - Tabletop 420Mm Standard Execution 40 M3/Hr Pump & Silencer | area+ref
Book 1 | Basement - Meat Preparation | MPR 14 | 1 | 1 | yes | 1.00 | Equipment |  | Bizerba | Bizerba | Hobart | Hobart (www.hobartcorp.com) | Bk1 p50 | Stainless Steel Bench Top Bone Saw | Stainless Steel Bench Top Bone Saw | area+ref
Book 1 | Basement - Meat Preparation | MPR 15 | 1 | 1 | yes | 1.00 | Custom Fabrication |  | Prisma SPA, Rhine Kitchen - UAE, Pilsa SA, Al Barq - Shaleej Emainox - Filippo Rabadh - EMAN Ascobloc - Maik Sprint Qatar - Essam Wolf Qatar - Tony, Euro Trade Bahrain - Vassily Masria Egypt, Ginox - UAE, Ramadi Kitchen Dubai or CCE Quality Fabrication - UAE, Dolphin Kitchens .Al heloul al Haditha furniture LLC. only | Prisma SPA (+41 78677 6468), Rhine Kitchen - UAE (06 5326098), Pilsa SA (Pilsa.com), Al Barq - Shaleej +971547920080 http://www.albarqkitchen.com/, Emainox - Filippo +971 56 653 3433 https://emainox.it/, Rabadh - EMAN +966 53 871 1366 https://rabadh.com/, Ascobloc - Maik +49 172 205 5539 https://www.ascobloc.de/en/download/stainless-steel-furniture, Sprint Qatar - Essam +974 5586 7619 https://www.sprint-qatar.com/, Wolf Qatar - Tony +974 4444 2295, Euro Trade Bahrain - Vassily +97339911287 https://ecegroups.com/, Masria Egypt (0020 202-4610- 3325) , Ginox - UAE (07 2444567), Ramadi Kitchen Dubai (04 884 0555) or CCE (Commercial Catering Equipment Dubai) 050476 2200 info@ccedubai.com, Quality Fabrication - UAE (info@qualitygrp.net), Dolphin Kitchens (dolphin.kitchens@yahoo.com).Al heloul al Haditha furniture LLC. only. |  | No alternative manufacturer for this custom fabricated item | Bk1 p51 | Table - Wall Type with drop down top to accommodate table top equipment and integral angle ledge unit. 2mm top * | Table - Wall Type With Drop Down Top To Accommodate Table Top Equipment And Integral Angle Ledge Unit. 2Mm Top * | area+ref
Book 1 | Basement - Meat Preparation | MPR 17 | 1 | 1 | yes | 1.00 | Equipment |  | DESMON | DESMON (www.desmon.com.cn/ sales@desmon.com.cn) | TSSC, TCTI | TSSC (Sharjah) (www.tsscgroup.com), TCTI (www.tcti.net) | Bk1 p53 | Cold Room Water Chilled - Meat Chiller 6 Sq Mtr | Cold Room Water Chilled - Meat Chiller 6 Sq Mtr | area+ref
Book 1 | Basement - Meat Preparation | MPR 17a | 3 | 3 | yes | 1.00 | Equipment | Cooler King | Humitech . Ireland | Humitech (www.fendtech.ae). C.O.O. Northern Ireland | Ecoroq Australia, Humico PTE of Singapore | Ecoroq Australia (steve@ecoroq.com.au), Humico PTE of Singapore (www.humico.com.sg) | Bk1 p54 | Environmental Standard( Low Power - Extended Food Life) - Mineral Absorber for Cold /Freezer Rooms | Environmental Standard( Low Power - Extended Food Life) - Mineral Absorber For Cold /Freezer Rooms | area+ref
Book 1 | Basement - Meat Preparation | MPR 18 | 1 | 1 | yes | 1.00 | Equipment |  | DESMON | DESMON (www.desmon.com.cn/ sales@desmon.com.cn) | TSSC, TCTI | TSSC (Sharjah) (www.tsscgroup.com), TCTI (www.tcti.net) | Bk1 p55 | Freezer Room Water Chilled - Meat Freezer 6 Sq Mtr | Freezer Room Water Chilled - Meat Freezer 6 Sq Mtr | area+ref
Book 1 | Basement - Meat Preparation | MPR 18a | 3 | 3 | yes | 1.00 | Equipment | Cooler King | Humitech . Ireland | Humitech (www.fendtech.ae). C.O.O. Northern Ireland | Ecoroq Australia, Humico PTE of Singapore | Ecoroq Australia (steve@ecoroq.com.au), Humico PTE of Singapore (www.humico.com.sg) | Bk1 p56 | Environmental Standard( Low Power - Extended Food Life) - Mineral Absorber for Cold /Freezer Rooms | Environmental Standard( Low Power - Extended Food Life) - Mineral Absorber For Cold /Freezer Rooms | area+ref
Book 1 | Basement - Meat Preparation | MPR 19 | 8 | 8 | yes | 1.00 | Equipment |  | Hupfer | Hupfer (www.hupfer.de) | DSS, Metro, Tournus, Tonon | DSS (www.dss-products.com / dannyk88@singnet.com.sg), Metro (www.intermetro.com), Tournus (www.tournus.com), Tonon (www.tonon.com) | Bk1 p57 | Anodized Aluminium Slatted 4 Tier Rack | Anodized Aluminium Slatted 4 Tier Rack | area+ref
Book 1 | Basement - Poultry Preparation | PPR 2 | 1 | 1 | yes | 1.00 | Equipment | 806 382 | Tournus | Tournus (www.tournus.com). C.O.O. France | DSS, Sofinor, Eagle Group, Mechline | DSS (dss-products.com), Sofinor (www.sofinor.com), Eagle Group (www.eaglegrp.com), Mechline (www.mechline.com) | Bk1 p60 | Cantilevered wash hand basin - knee control | Cantilevered Wash Hand Basin - Knee Control | area+ref
Book 1 | Basement - Poultry Preparation | PPR 3 | 1 | 1 | yes | 1.00 | Equipment | EX 30S | Insectocutor | Insectocutor (www.pelsis.com, hygieneproducts@tte.ae) . C.O.O. UK | Branderburg, Johnson Group | Branderburg (www.b-one.com), Johnson Group (www.johnson-group.com.hk) | Bk1 p61 | Fly Killer - 100m2 Room Coverage to suit site | Fly Killer - 100M2 Room Coverage To Suit Site | area+ref
Book 1 | Basement - Poultry Preparation | PPR 4 | 1 | 1 | yes | 1.00 | Equipment | Ambion 100 | HVAC Plasmaclean | HVAC Plasmaclean (MGK +971 4 396 8264). C.O.O. UK | Mechline Hygenikx, Aerox | Mechline Hygenikx (www.mechline.com.hgx/), Aerox (www.aeroxinjector.com) | Bk1 p62 | Plasma Ionisation Smell Reduction Unit | Plasma Ionisation Smell Reduction Unit | area+ref
Book 1 | Basement - Poultry Preparation | PPR 5 | 1 | 1 | yes | 1.00 | Equipment | 816 422 | Tournus | Tournus (www.tournus.com). C.O.O. France | Sofinor, Bourgeat | Sofinor (www.sofinor.com), Bourgeat(www.bourgeat.fr) | Bk1 p63 | Knife Steriliser with UV Light -15 Knife 1 Door Cabinet with Magnetized Bar | Knife Steriliser With Uv Light -15 Knife 1 Door Cabinet With Magnetized Bar | area+ref
Book 1 | Basement - Poultry Preparation | PPR 6 | 1 | 1 | yes | 1.00 | Custom Fabrication |  | Prisma SPA, Rhine Kitchen - UAE, Pilsa SA, Al Barq - Shaleej Emainox - Filippo Rabadh - EMAN Ascobloc - Maik Sprint Qatar - Essam Wolf Qatar - Tony, Euro Trade Bahrain - Vassily Masria Egypt, Ginox - UAE, Ramadi Kitchen Dubai or CCE Quality Fabrication - UAE, Dolphin Kitchens .Al heloul al Haditha furniture LLC. only | Prisma SPA (+41 78677 6468), Rhine Kitchen - UAE (06 5326098), Pilsa SA (Pilsa.com), Al Barq - Shaleej +971547920080 http://www.albarqkitchen.com/, Emainox - Filippo +971 56 653 3433 https://emainox.it/, Rabadh - EMAN +966 53 871 1366 https://rabadh.com/, Ascobloc - Maik +49 172 205 5539 https://www.ascobloc.de/en/download/stainless-steel-furniture, Sprint Qatar - Essam +974 5586 7619 https://www.sprint-qatar.com/, Wolf Qatar - Tony +974 4444 2295, Euro Trade Bahrain - Vassily +97339911287 https://ecegroups.com/, Masria Egypt (0020 202-4610- 3325) , Ginox - UAE (07 2444567), Ramadi Kitchen Dubai (04 884 0555) or CCE (Commercial Catering Equipment Dubai) 050476 2200 info@ccedubai.com, Quality Fabrication - UAE (info@qualitygrp.net), Dolphin Kitchens (dolphin.kitchens@yahoo.com).Al heloul al Haditha furniture LLC. only. |  | No alternative manufacturer for this custom fabricated item | Bk1 p64 | Table - Wall Type with single bowl sink, undershelf and drawer nest. 2mm top * | Table - Wall Type With Single Bowl Sink, Undershelf And Drawer Nest. 2Mm Top * | area+ref
Book 1 | Basement - Poultry Preparation | PPR 6a | 1 | 1 | yes | 1.00 | Equipment | Various (B-0226-V15-WH4 + B-3950-01) | T&S Brass | T&S Brass (www.tsbrass.com). C.O.O. USA. | Klarco, Kraus | Klarco (www.klarco.com), Kraus(www.krausproducts.com) | Bk1 p65 | Faucet and other Attachments - Sink Unit | Faucet And Other Attachments - Sink Unit | area+ref
Book 1 | Basement - Poultry Preparation | PPR 7 | 1 | 1 | yes | 1.00 | Equipment | 90612-15E | ADE | ADE (www.ade-germany.de). C.O.O. Germany | Salter, Cardinal, AveryWeigh | Salter(www.salter.com.au), Cardinal (www.cardinalscale.com), AveryWeigh(www.averyweigh-tronix.com) | Bk1 p66 | Table Top Electronic Scale 15 kg | Table Top Electronic Scale 15 Kg | area+ref
Book 1 | Basement - Poultry Preparation | PPR 8 | 1 | 1 | yes | 1.00 | Equipment | 2620 | Rubbermaid | Rubbermaid(www.rubbermaid.com). C.O.O. U.S.A. | Cambro, Trolly and Bin | Cambro (www.cambro.com), Trolly and Bin (www.trollyandbin.co.za) | Bk1 p67 | Mobile Waste Bin - Brute Undercounter | Mobile Waste Bin - Brute Undercounter | area+ref
Book 1 | Basement - Poultry Preparation | PPR 9 | 1 | 1 | yes | 1.00 | Custom Fabrication | Custom | Custom | Custom. C.O.O. UAE |  | - | Bk1 p68 | Polymer cutting surface _Yellow Color* | Polymer Cutting Surface _Yellow Color* | area+ref
Book 1 | Basement - Poultry Preparation | PPR 10 | 1 | 1 | yes | 1.00 | Equipment | PG 22L | Powerline | Powerline(www.powerlineequip.com). C.O.O. MEXICO | Hobart corp.com), Dito Sama | Hobart(www.hobart-export.com) (www.Hobart(www.hobart-export.com)corp.com), Dito Sama(www.ditosama.com) | Bk1 p69 | Meat Grinder 10 kg/min | Meat Grinder 10 Kg/Min | area+ref
Book 1 | Basement - Poultry Preparation | PPR 11 | 1 | 1 | yes | 1.00 | Equipment |  | Infrico | Infrico (www.infrico.com) | Williams, Destar | Williams (www.williams-refrigeration.co.uk)(sales@williamsdubai.ae, GINOX (www.ginoxgroup.com), Destar (www.destar-refrigeration.com ) | Bk1 p70 | Upright Slimline Freezer - 1 Door 1/1 - 325L | Upright Slimline Freezer - 1 Door 1/1 - 325L | area+ref
Book 1 | Basement - Poultry Preparation | PPR 12 | 2 | 2 | yes | 1.00 | Custom Fabrication |  | Prisma SPA, Rhine Kitchen - UAE, Pilsa SA, Al Barq - Shaleej Emainox - Filippo Rabadh - EMAN Ascobloc - Maik Sprint Qatar - Essam Wolf Qatar - Tony, Euro Trade Bahrain - Vassily Masria Egypt, Ginox - UAE, Ramadi Kitchen Dubai or CCE Quality Fabrication - UAE, Dolphin Kitchens .Al heloul al Haditha furniture LLC. only | Prisma SPA (+41 78677 6468), Rhine Kitchen - UAE (06 5326098), Pilsa SA (Pilsa.com), Al Barq - Shaleej +971547920080 http://www.albarqkitchen.com/, Emainox - Filippo +971 56 653 3433 https://emainox.it/, Rabadh - EMAN +966 53 871 1366 https://rabadh.com/, Ascobloc - Maik +49 172 205 5539 https://www.ascobloc.de/en/download/stainless-steel-furniture, Sprint Qatar - Essam +974 5586 7619 https://www.sprint-qatar.com/, Wolf Qatar - Tony +974 4444 2295, Euro Trade Bahrain - Vassily +97339911287 https://ecegroups.com/, Masria Egypt (0020 202-4610- 3325) , Ginox - UAE (07 2444567), Ramadi Kitchen Dubai (04 884 0555) or CCE (Commercial Catering Equipment Dubai) 050476 2200 info@ccedubai.com, Quality Fabrication - UAE (info@qualitygrp.net), Dolphin Kitchens (dolphin.kitchens@yahoo.com).Al heloul al Haditha furniture LLC. only. |  | No alternative manufacturer for this custom fabricated item | Bk1 p71 | Single Wall Shelf * | Single Wall Shelf * | area+ref
Book 1 | Basement - Poultry Preparation | PPR 13 | 1 | 1 | yes | 1.00 | Equipment | Max 42 | Boss | Boss(www.vacuum-boss.com). C.O.O. Germany | Sous Vide Tools, Minipack | Sous Vide Tools (www.sousvidetools.com), Minipack (www.minipack-torre.it) | Bk1 p72 | Vacuum Packing Machine - Tabletop 420mm Standard Execution 40 m3/hr pump & silencer | Vacuum Packing Machine - Tabletop 420Mm Standard Execution 40 M3/Hr Pump & Silencer | area+ref
Book 1 | Basement - Poultry Preparation | PPR 14 | 1 | 1 | yes | 1.00 | Custom Fabrication |  | Prisma SPA, Rhine Kitchen - UAE, Pilsa SA, Al Barq - Shaleej Emainox - Filippo Rabadh - EMAN Ascobloc - Maik Sprint Qatar - Essam Wolf Qatar - Tony, Euro Trade Bahrain - Vassily Masria Egypt, Ginox - UAE, Ramadi Kitchen Dubai or CCE Quality Fabrication - UAE, Dolphin Kitchens .Al heloul al Haditha furniture LLC. only | Prisma SPA (+41 78677 6468), Rhine Kitchen - UAE (06 5326098), Pilsa SA (Pilsa.com), Al Barq - Shaleej +971547920080 http://www.albarqkitchen.com/, Emainox - Filippo +971 56 653 3433 https://emainox.it/, Rabadh - EMAN +966 53 871 1366 https://rabadh.com/, Ascobloc - Maik +49 172 205 5539 https://www.ascobloc.de/en/download/stainless-steel-furniture, Sprint Qatar - Essam +974 5586 7619 https://www.sprint-qatar.com/, Wolf Qatar - Tony +974 4444 2295, Euro Trade Bahrain - Vassily +97339911287 https://ecegroups.com/, Masria Egypt (0020 202-4610- 3325) , Ginox - UAE (07 2444567), Ramadi Kitchen Dubai (04 884 0555) or CCE (Commercial Catering Equipment Dubai) 050476 2200 info@ccedubai.com, Quality Fabrication - UAE (info@qualitygrp.net), Dolphin Kitchens (dolphin.kitchens@yahoo.com).Al heloul al Haditha furniture LLC. only. |  | No alternative manufacturer for this custom fabricated item | Bk1 p73 | Table - Wall Type with drop down top to accommodate table top equipment and integral angle ledge unit. 2mm top * | Table - Wall Type With Drop Down Top To Accommodate Table Top Equipment And Integral Angle Ledge Unit. 2Mm Top * | area+ref
Book 1 | Basement - Poultry Preparation | PPR 15 | 2 | 2 | yes | 1.00 | Equipment | 01.1253.5 | Hupfer | Hupfer (www.hupfer.de). C.O.O. Germany | DSS, Metro, Tonon | DSS (www.dss-products.com), Metro (www.intermetro.com), Tonon (www.tonon.com) | Bk1 p74 | Angle Ledge Trolley | Angle Ledge Trolley | area+ref
Book 1 | Basement - Poultry Preparation | PPR 17 | 1 | 1 | yes | 1.00 | Equipment |  | DESMON | DESMON (www.desmon.com.cn/ sales@desmon.com.cn) | TSSC, TCTI | TSSC (Sharjah) (www.tsscgroup.com), TCTI (www.tcti.net) | Bk1 p76 | Cold Room Water Chilled - Poultry Chiller 5.5 Sq Mtr | Cold Room Water Chilled - Poultry Chiller 5.5 Sq Mtr | area+ref
Book 1 | Basement - Poultry Preparation | PPR 17a | 3 | 3 | yes | 1.00 | Equipment | Cooler King | Humitech . Ireland | Humitech (www.fendtech.ae). C.O.O. Northern Ireland | Ecoroq Australia, Humico PTE of Singapore | Ecoroq Australia (steve@ecoroq.com.au), Humico PTE of Singapore (www.humico.com.sg) | Bk1 p77 | Environmental Standard( Low Power - Extended Food Life) - Mineral Absorber for Cold /Freezer Rooms | Environmental Standard( Low Power - Extended Food Life) - Mineral Absorber For Cold /Freezer Rooms | area+ref
Book 1 | Basement - Poultry Preparation | PPR 18 | 1 | 1 | yes | 1.00 | Equipment |  | DESMON | DESMON (www.desmon.com.cn/ sales@desmon.com.cn) | TSSC, TCTI | TSSC (Sharjah) (www.tsscgroup.com), TCTI (www.tcti.net) | Bk1 p78 | Freezer Room Water Chilled - Poultry Freezer 6 Sq Mtr | Freezer Room Water Chilled - Poultry Freezer 6 Sq Mtr | area+ref
Book 1 | Basement - Poultry Preparation | PPR 18b | 3 | 3 | yes | 1.00 | Equipment | Cooler King | Humitech . Ireland | Humitech (www.fendtech.ae). C.O.O. Northern Ireland | Ecoroq Australia, Humico PTE of Singapore | Ecoroq Australia (steve@ecoroq.com.au), Humico PTE of Singapore (www.humico.com.sg) | Bk1 p79 | Environmental Standard( Low Power - Extended Food Life) - Mineral Absorber for Cold /Freezer Rooms | Environmental Standard( Low Power - Extended Food Life) - Mineral Absorber For Cold /Freezer Rooms | area+ref
Book 1 | Basement - Poultry Preparation | PPR 19 | 4 | 4 | yes | 1.00 | Equipment |  | Hupfer | Hupfer (www.hupfer.de) | DSS, Metro, Tournus, Tonon | DSS (www.dss-products.com / dannyk88@singnet.com.sg), Metro (www.intermetro.com), Tournus (www.tournus.com), Tonon (www.tonon.com) | Bk1 p80 | Anodized Aluminium Slatted 4 Tier Rack | Anodized Aluminium Slatted 4 Tier Rack | area+ref
Book 1 | Basement - Fruit & Veg Preparation | FPR 1 | 1 | 1 | yes | 1.00 | Custom Fabrication |  | Prisma SPA, Rhine Kitchen - UAE, Pilsa SA, Al Barq - Shaleej Emainox - Filippo Rabadh - EMAN Ascobloc - Maik Sprint Qatar - Essam Wolf Qatar - Tony, Euro Trade Bahrain - Vassily Masria Egypt, Ginox - UAE, Ramadi Kitchen Dubai or CCE Quality Fabrication - UAE, Dolphin Kitchens .Al heloul al Haditha furniture LLC. only | Prisma SPA (+41 78677 6468), Rhine Kitchen - UAE (06 5326098), Pilsa SA (Pilsa.com), Al Barq - Shaleej +971547920080 http://www.albarqkitchen.com/, Emainox - Filippo +971 56 653 3433 https://emainox.it/, Rabadh - EMAN +966 53 871 1366 https://rabadh.com/, Ascobloc - Maik +49 172 205 5539 https://www.ascobloc.de/en/download/stainless-steel-furniture, Sprint Qatar - Essam +974 5586 7619 https://www.sprint-qatar.com/, Wolf Qatar - Tony +974 4444 2295, Euro Trade Bahrain - Vassily +97339911287 https://ecegroups.com/, Masria Egypt (0020 202-4610- 3325) , Ginox - UAE (07 2444567), Ramadi Kitchen Dubai (04 884 0555) or CCE (Commercial Catering Equipment Dubai) 050476 2200 info@ccedubai.com, Quality Fabrication - UAE (info@qualitygrp.net), Dolphin Kitchens (dolphin.kitchens@yahoo.com).Al heloul al Haditha furniture LLC. only. |  | No alternative manufacturer for this custom fabricated item | Bk1 p82 | Floor Channel with Odor Trap & Grating - 1050mm As Per Plan | Floor Channel With Odor Trap & Grating - 1050Mm As Per Plan | area+ref
Book 1 | Basement - Fruit & Veg Preparation | FPR 2 | 1 | 1 | yes | 1.00 | Equipment | 806 382 | Tournus | Tournus (www.tournus.com). C.O.O. France | DSS, Sofinor, Eagle Group, Mechline | DSS (dss-products.com), Sofinor (www.sofinor.com), Eagle Group (www.eaglegrp.com), Mechline (www.mechline.com) | Bk1 p83 | Cantilevered wash hand basin - knee control | Cantilevered Wash Hand Basin - Knee Control | area+ref
Book 1 | Basement - Fruit & Veg Preparation | FPR 3 | 1 | 1 | yes | 1.00 | Equipment | EX 30S | Insectocutor | Insectocutor (www.pelsis.com, hygieneproducts@tte.ae) . C.O.O. UK | Branderburg, Johnson Group | Branderburg (www.b-one.com), Johnson Group (www.johnson-group.com.hk) | Bk1 p84 | Fly Killer - 100m2 Room Coverage to suit site | Fly Killer - 100M2 Room Coverage To Suit Site | area+ref
Book 1 | Basement - Fruit & Veg Preparation | FPR 4 | 1 | 1 | yes | 1.00 | Equipment | Ambion 100 | HVAC Plasmaclean | HVAC Plasmaclean (MGK +971 4 396 8264). C.O.O. UK | Mechline Hygenikx, Aerox | Mechline Hygenikx (www.mechline.com.hgx/), Aerox (www.aeroxinjector.com) | Bk1 p85 | Plasma Ionisation Smell Reduction Unit | Plasma Ionisation Smell Reduction Unit | area+ref
Book 1 | Basement - Fruit & Veg Preparation | FPR 5 | 1 | 1 | yes | 1.00 | Equipment | 816 422 | Tournus | Tournus (www.tournus.com). C.O.O. France | Sofinor, Bourgeat | Sofinor (www.sofinor.com), Bourgeat(www.bourgeat.fr) | Bk1 p86 | Knife Steriliser with UV Light -15 Knife 1 Door Cabinet with Magnetized Bar | Knife Steriliser With Uv Light -15 Knife 1 Door Cabinet With Magnetized Bar | area+ref
Book 1 | Basement - Fruit & Veg Preparation | FPR 6 | 1 | 1 | yes | 1.00 | Custom Fabrication |  | Prisma SPA, Rhine Kitchen - UAE, Pilsa SA, Al Barq - Shaleej Emainox - Filippo Rabadh - EMAN Ascobloc - Maik Sprint Qatar - Essam Wolf Qatar - Tony, Euro Trade Bahrain - Vassily Masria Egypt, Ginox - UAE, Ramadi Kitchen Dubai or CCE Quality Fabrication - UAE, Dolphin Kitchens .Al heloul al Haditha furniture LLC. only | Prisma SPA (+41 78677 6468), Rhine Kitchen - UAE (06 5326098), Pilsa SA (Pilsa.com), Al Barq - Shaleej +971547920080 http://www.albarqkitchen.com/, Emainox - Filippo +971 56 653 3433 https://emainox.it/, Rabadh - EMAN +966 53 871 1366 https://rabadh.com/, Ascobloc - Maik +49 172 205 5539 https://www.ascobloc.de/en/download/stainless-steel-furniture, Sprint Qatar - Essam +974 5586 7619 https://www.sprint-qatar.com/, Wolf Qatar - Tony +974 4444 2295, Euro Trade Bahrain - Vassily +97339911287 https://ecegroups.com/, Masria Egypt (0020 202-4610- 3325) , Ginox - UAE (07 2444567), Ramadi Kitchen Dubai (04 884 0555) or CCE (Commercial Catering Equipment Dubai) 050476 2200 info@ccedubai.com, Quality Fabrication - UAE (info@qualitygrp.net), Dolphin Kitchens (dolphin.kitchens@yahoo.com).Al heloul al Haditha furniture LLC. only. |  | No alternative manufacturer for this custom fabricated item | Bk1 p87 | Table - Wall Type with single bowl sink, undershelf and integral angle ledge unit plus drawer nest. 2mm top * | Table - Wall Type With Single Bowl Sink, Undershelf And Integral Angle Ledge Unit Plus Drawer Nest. 2Mm Top * | area+ref
Book 1 | Basement - Fruit & Veg Preparation | FPR 6a | 1 | 1 | yes | 1.00 | Equipment | Various (B-0226-V15-WH4 + B-3950-01) | T&S Brass | T&S Brass (www.tsbrass.com). C.O.O. USA. | Klarco, Kraus | Klarco (www.klarco.com), Kraus(www.krausproducts.com) | Bk1 p88 | Faucet and other Attachments - Sink Unit | Faucet And Other Attachments - Sink Unit | area+ref
Book 1 | Basement - Fruit & Veg Preparation | FPR 7 | 1 | 1 | yes | 1.00 | Equipment | 90612-15E | ADE | ADE (www.ade-germany.de). C.O.O. Germany | Salter, Cardinal, AveryWeigh | Salter(www.salter.com.au), Cardinal (www.cardinalscale.com), AveryWeigh(www.averyweigh-tronix.com) | Bk1 p89 | Table Top Electronic Scale 15 kg | Table Top Electronic Scale 15 Kg | area+ref
Book 1 | Basement - Fruit & Veg Preparation | FPR 8 | 2 | 2 | yes | 1.00 | Equipment | 2620 | Rubbermaid | Rubbermaid(www.rubbermaid.com). C.O.O. U.S.A. | Cambro, Trolly and Bin | Cambro (www.cambro.com), Trolly and Bin (www.trollyandbin.co.za) | Bk1 p90 | Mobile Waste Bin - Brute Undercounter | Mobile Waste Bin - Brute Undercounter | area+ref
Book 1 | Basement - Fruit & Veg Preparation | FPR 9 | 2 | 2 | yes | 1.00 | Custom Fabrication | Custom | Custom | Custom. C.O.O. UAE |  | - | Bk1 p91 | Polymer cutting surface _Green Color* | Polymer Cutting Surface _Green Color* | area+ref
Book 1 | Basement - Fruit & Veg Preparation | FPR 10 | 1 | 1 | yes | 1.00 | Equipment | R502 VV | Robot Coupe | Robot Coupe (www.robot-coupe.com). C.O.O. France | Dito Sama, Hobart | Dito Sama, Hobart | Bk1 p92 | Food Processor 5.9 ltrs Variable Speed | Food Processor 5.9 Ltrs Variable Speed | area+ref
Book 1 | Basement - Fruit & Veg Preparation | FPR 11 | 1 | 1 | yes | 1.00 | Equipment |  | Infrico | Infrico (www.infrico.com) | Williams, Destar | Williams (www.williams-refrigeration.co.uk)(sales@williamsdubai.ae, GINOX (www.ginoxgroup.com), Destar (www.destar-refrigeration.com ) | Bk1 p93 | Upright Slimline Freezer - 1 Door 1/1 - 325L | Upright Slimline Freezer - 1 Door 1/1 - 325L | area+ref
Book 1 | Basement - Fruit & Veg Preparation | FPR 12 | 4 | 4 | yes | 1.00 | Custom Fabrication |  | Prisma SPA, Rhine Kitchen - UAE, Pilsa SA, Al Barq - Shaleej Emainox - Filippo Rabadh - EMAN Ascobloc - Maik Sprint Qatar - Essam Wolf Qatar - Tony, Euro Trade Bahrain - Vassily Masria Egypt, Ginox - UAE, Ramadi Kitchen Dubai or CCE Quality Fabrication - UAE, Dolphin Kitchens .Al heloul al Haditha furniture LLC. only | Prisma SPA (+41 78677 6468), Rhine Kitchen - UAE (06 5326098), Pilsa SA (Pilsa.com), Al Barq - Shaleej +971547920080 http://www.albarqkitchen.com/, Emainox - Filippo +971 56 653 3433 https://emainox.it/, Rabadh - EMAN +966 53 871 1366 https://rabadh.com/, Ascobloc - Maik +49 172 205 5539 https://www.ascobloc.de/en/download/stainless-steel-furniture, Sprint Qatar - Essam +974 5586 7619 https://www.sprint-qatar.com/, Wolf Qatar - Tony +974 4444 2295, Euro Trade Bahrain - Vassily +97339911287 https://ecegroups.com/, Masria Egypt (0020 202-4610- 3325) , Ginox - UAE (07 2444567), Ramadi Kitchen Dubai (04 884 0555) or CCE (Commercial Catering Equipment Dubai) 050476 2200 info@ccedubai.com, Quality Fabrication - UAE (info@qualitygrp.net), Dolphin Kitchens (dolphin.kitchens@yahoo.com).Al heloul al Haditha furniture LLC. only. |  | No alternative manufacturer for this custom fabricated item | Bk1 p94 | Single Wall Shelf * | Single Wall Shelf * | area+ref
Book 1 | Basement - Fruit & Veg Preparation | FPR 13 | 1 | 1 | yes | 1.00 | Equipment | R4 - 1500 | Robot Coupe | Robot Coupe (www.robot-coupe.com). C.O.O. France | Hobart, Dito Sama | Hobart(www.hobartcorp.com), Dito Sama (www.ditosama.com) | Bk1 p95 | Commercial Food Processor 4.5 ltr | Commercial Food Processor 4.5 Ltr | area+ref
Book 1 | Basement - Fruit & Veg Preparation | FPR 14 | 1 | 1 | yes | 1.00 | Equipment | Connoisseur 825 | Blendtec | Blendtec (www.muddle-me.com/www.blendtec.com). C.O.O. USA | Hamilton Beach, Vitamix | Hamilton Beach (www.commercial.hamiltonbeach.com),Vitamix (www.vitamix.com) | Bk1 p96 | Commercial Blender with Sound Enclosure - 2.1 Ltr/Jar | Commercial Blender With Sound Enclosure - 2.1 Ltr/Jar | area+ref
Book 1 | Basement - Fruit & Veg Preparation | FPR 15 | 1 | 1 | yes | 1.00 | Equipment |  | Infrico | Infrico (www.infrico.com) | Williams, Destar | Williams (www.williams-refrigeration.co.uk)(sales@williamsdubai.ae, GINOX (www.ginoxgroup.com), Destar (www.destar-refrigeration.com ) | Bk1 p97 | Undercounter Refrigerator 1 Solid Door - 150L | Undercounter Refrigerator 1 Solid Door - 150L | area+ref
Book 1 | Basement - Fruit & Veg Preparation | FPR 16 | 1 | 1 | yes | 1.00 | Equipment | 01.1253.5 | Hupfer | Hupfer (www.hupfer.de). C.O.O. Germany | DSS, Metro, Tonon | DSS (www.dss-products.com), Metro (www.intermetro.com), Tonon (www.tonon.com) | Bk1 p98 | Angle Ledge Trolley | Angle Ledge Trolley | area+ref
Book 1 | Basement - Fruit & Veg Preparation | FPR 17 | 1 | 1 | yes | 1.00 | Equipment |  | DESMON | DESMON (www.desmon.com.cn/ sales@desmon.com.cn) | TSSC, TCTI | TSSC (Sharjah) (www.tsscgroup.com), TCTI (www.tcti.net) | Bk1 p99 | Cold Room Water Chilled - Fruit Veg Chiller 11 Sq Mtr | Cold Room Water Chilled - Fruit Veg Chiller 11 Sq Mtr | area+ref
Book 1 | Basement - Fruit & Veg Preparation | FPR 17A | 5 | 5 | yes | 1.00 | Equipment | Cooler King | Humitech . Ireland | Humitech (www.fendtech.ae). C.O.O. Northern Ireland | Ecoroq Australia, Humico PTE of Singapore | Ecoroq Australia (steve@ecoroq.com.au), Humico PTE of Singapore (www.humico.com.sg) | Bk1 p100 | Environmental Standard( Low Power - Extended Food Life) - Mineral Absorber for Cold /Freezer Rooms | Environmental Standard( Low Power - Extended Food Life) - Mineral Absorber For Cold /Freezer Rooms | area+ref
Book 1 | Basement - Fruit & Veg Preparation | FPR 18 | 1 | 1 | yes | 1.00 | Equipment | Multifruit | Zumex | Zumex (www.zumex.com). C.O.O. France | AJC, Santos, Hamilton beach | AJC, Santos (www.santos.fr), Hamilton beach (www.hamiltonbeach.com) | Bk1 p101 | Automatic Multifruit Juicer | Automatic Multifruit Juicer | area+ref
Book 1 | Basement - Fruit & Veg Preparation | FPR 19 | 12 | 12 | yes | 1.00 | Equipment |  | Hupfer | Hupfer (www.hupfer.de) | DSS, Metro, Tournus, Tonon | DSS (www.dss-products.com / dannyk88@singnet.com.sg), Metro (www.intermetro.com), Tournus (www.tournus.com), Tonon (www.tonon.com) | Bk1 p102 | Anodized Aluminium Slatted 4 Tier Rack | Anodized Aluminium Slatted 4 Tier Rack | area+ref
Book 1 | Basement - Fruit & Veg Preparation | FPR 20 | 1 | 1 | yes | 1.00 | Equipment |  | DESMON | DESMON (www.desmon.com.cn/ sales@desmon.com.cn) | TSSC, TCTI | TSSC (Sharjah) (www.tsscgroup.com), TCTI (www.tcti.net) | Bk1 p103 | Cold Room Water Chilled - General Chiller 8 Sq Mtr | Cold Room Water Chilled - General Chiller 8 Sq Mtr | area+ref
Book 1 | Basement - Fruit & Veg Preparation | FPR 20A | 4 | 4 | yes | 1.00 | Equipment | Cooler King | Humitech . Ireland | Humitech (www.fendtech.ae). C.O.O. Northern Ireland | Ecoroq Australia, Humico PTE of Singapore | Ecoroq Australia (steve@ecoroq.com.au), Humico PTE of Singapore (www.humico.com.sg) | Bk1 p104 | Environmental Standard( Low Power - Extended Food Life) - Mineral Absorber for Cold /Freezer Rooms | Environmental Standard( Low Power - Extended Food Life) - Mineral Absorber For Cold /Freezer Rooms | area+ref
Book 1 | Basement - Fruit & Veg Preparation | FPR 21 | 1 | 1 | yes | 1.00 | Equipment |  | DESMON | DESMON (www.desmon.com.cn/ sales@desmon.com.cn) | TSSC, TCTI | TSSC (Sharjah) (www.tsscgroup.com), TCTI (www.tcti.net) | Bk1 p105 | Freezer Room Water Chilled - General Freezer 7.5 Sq Mtr | Freezer Room Water Chilled - General Freezer 7.5 Sq Mtr | area+ref
Book 1 | Basement - Fruit & Veg Preparation | FPR 21A | 4 | 4 | yes | 1.00 | Equipment | Cooler King | Humitech . Ireland | Humitech (www.fendtech.ae). C.O.O. Northern Ireland | Ecoroq Australia, Humico PTE of Singapore | Ecoroq Australia (steve@ecoroq.com.au), Humico PTE of Singapore (www.humico.com.sg) | Bk1 p106 | Environmental Standard( Low Power - Extended Food Life) - Mineral Absorber for Cold /Freezer Rooms | Environmental Standard( Low Power - Extended Food Life) - Mineral Absorber For Cold /Freezer Rooms | area+ref
Book 1 | Basement - Fruit & Veg Preparation | FPR 22 | 1 | 1 | yes | 1.00 | Equipment | Max 42 | Boss | Boss(www.vacuum-boss.com). C.O.O. Germany | Sous Vide Tools, Minipack | Sous Vide Tools (www.sousvidetools.com), Minipack (www.minipack-torre.it) | Bk1 p107 | Vacuum Packing Machine - Tabletop 420mm Standard Execution 40 m3/hr pump & silencer | Vacuum Packing Machine - Tabletop 420Mm Standard Execution 40 M3/Hr Pump & Silencer | area+ref
Book 1 | Basement - Fruit & Veg Preparation | FPR 23 | 1 | 1 | yes | 1.00 | Custom Fabrication |  | Prisma SPA, Rhine Kitchen - UAE, Pilsa SA, Al Barq - Shaleej Emainox - Filippo Rabadh - EMAN Ascobloc - Maik Sprint Qatar - Essam Wolf Qatar - Tony, Euro Trade Bahrain - Vassily Masria Egypt, Ginox - UAE, Ramadi Kitchen Dubai or CCE Quality Fabrication - UAE, Dolphin Kitchens .Al heloul al Haditha furniture LLC. only | Prisma SPA (+41 78677 6468), Rhine Kitchen - UAE (06 5326098), Pilsa SA (Pilsa.com), Al Barq - Shaleej +971547920080 http://www.albarqkitchen.com/, Emainox - Filippo +971 56 653 3433 https://emainox.it/, Rabadh - EMAN +966 53 871 1366 https://rabadh.com/, Ascobloc - Maik +49 172 205 5539 https://www.ascobloc.de/en/download/stainless-steel-furniture, Sprint Qatar - Essam +974 5586 7619 https://www.sprint-qatar.com/, Wolf Qatar - Tony +974 4444 2295, Euro Trade Bahrain - Vassily +97339911287 https://ecegroups.com/, Masria Egypt (0020 202-4610- 3325) , Ginox - UAE (07 2444567), Ramadi Kitchen Dubai (04 884 0555) or CCE (Commercial Catering Equipment Dubai) 050476 2200 info@ccedubai.com, Quality Fabrication - UAE (info@qualitygrp.net), Dolphin Kitchens (dolphin.kitchens@yahoo.com).Al heloul al Haditha furniture LLC. only. |  | No alternative manufacturer for this custom fabricated item | Bk1 p108 | Table - Wall Type with single bowl sink, undershelf and integral angle ledge unit. 2mm top * | Table - Wall Type With Single Bowl Sink, Undershelf And Integral Angle Ledge Unit. 2Mm Top * | area+ref
Book 1 | Basement - Fruit & Veg Preparation | FPR 23a | 1 | 1 | yes | 1.00 | Equipment | Various (B-0226-V15-WH4 + B-3950-01) | T&S Brass | T&S Brass (www.tsbrass.com). C.O.O. USA. | Klarco, Kraus | Klarco (www.klarco.com), Kraus(www.krausproducts.com) | Bk1 p109 | Faucet and other Attachments - Sink Unit | Faucet And Other Attachments - Sink Unit | area+ref
Book 1 | Basement - Fruit & Veg Preparation | FPR 24 | 1 | 1 | yes | 1.00 | Equipment |  | Infrico | Infrico (www.infrico.com) | Williams, Destar | Williams (www.williams-refrigeration.co.uk)(sales@williamsdubai.ae, GINOX (www.ginoxgroup.com), Destar (www.destar-refrigeration.com ) | Bk1 p110 | Counter Refrigerator - 2 Doors GN 1/1 -305L Biscuit Top | Counter Refrigerator - 2 Doors Gn 1/1 -305L Biscuit Top | area+ref
Book 1 | Basement - Central Washing Area | WAS 1 | 1 | 1 | yes | 1.00 | Custom Fabrication |  | Prisma SPA, Rhine Kitchen - UAE, Pilsa SA, Al Barq - Shaleej Emainox - Filippo Rabadh - EMAN Ascobloc - Maik Sprint Qatar - Essam Wolf Qatar - Tony, Euro Trade Bahrain - Vassily Masria Egypt, Ginox - UAE, Ramadi Kitchen Dubai or CCE Quality Fabrication - UAE, Dolphin Kitchens .Al heloul al Haditha furniture LLC. only | Prisma SPA (+41 78677 6468), Rhine Kitchen - UAE (06 5326098), Pilsa SA (Pilsa.com), Al Barq - Shaleej +971547920080 http://www.albarqkitchen.com/, Emainox - Filippo +971 56 653 3433 https://emainox.it/, Rabadh - EMAN +966 53 871 1366 https://rabadh.com/, Ascobloc - Maik +49 172 205 5539 https://www.ascobloc.de/en/download/stainless-steel-furniture, Sprint Qatar - Essam +974 5586 7619 https://www.sprint-qatar.com/, Wolf Qatar - Tony +974 4444 2295, Euro Trade Bahrain - Vassily +97339911287 https://ecegroups.com/, Masria Egypt (0020 202-4610- 3325) , Ginox - UAE (07 2444567), Ramadi Kitchen Dubai (04 884 0555) or CCE (Commercial Catering Equipment Dubai) 050476 2200 info@ccedubai.com, Quality Fabrication - UAE (info@qualitygrp.net), Dolphin Kitchens (dolphin.kitchens@yahoo.com).Al heloul al Haditha furniture LLC. only. |  | No alternative manufacturer for this custom fabricated item | Bk1 p112 | Floor Channel with Odor Trap & Grating - 350mm As Per Plan | Floor Channel With Odor Trap & Grating - 350Mm As Per Plan | area+ref
Book 1 | Basement - Central Washing Area | WAS 2 | 1 | 1 | yes | 1.00 | Equipment | 806 382 | Tournus | Tournus (www.tournus.com). C.O.O. France | DSS, Sofinor, Eagle Group, Mechline | DSS (dss-products.com), Sofinor (www.sofinor.com), Eagle Group (www.eaglegrp.com), Mechline (www.mechline.com) | Bk1 p113 | Cantilevered wash hand basin - knee control | Cantilevered Wash Hand Basin - Knee Control | area+ref
Book 1 | Basement - Central Washing Area | WAS 3 | 1 | 1 | yes | 1.00 | Equipment | EX 30S | Insectocutor | Insectocutor (www.pelsis.com, hygieneproducts@tte.ae) . C.O.O. UK | Branderburg, Johnson Group | Branderburg (www.b-one.com), Johnson Group (www.johnson-group.com.hk) | Bk1 p114 | Fly Killer - 100m2 Room Coverage to suit site | Fly Killer - 100M2 Room Coverage To Suit Site | area+ref
Book 1 | Basement - Central Washing Area | WAS 4 | 1 | 1 | yes | 1.00 | Equipment | Ambion 100 | HVAC Plasmaclean | HVAC Plasmaclean (MGK +971 4 396 8264). C.O.O. UK | Mechline Hygenikx, Aerox | Mechline Hygenikx (www.mechline.com.hgx/), Aerox (www.aeroxinjector.com) | Bk1 p115 | Plasma Ionisation Smell Reduction Unit | Plasma Ionisation Smell Reduction Unit | area+ref
Book 1 | Basement - Central Washing Area | WAS 5 | 1 | 1 | yes | 1.00 | Custom Fabrication |  | Prisma SPA, Rhine Kitchen - UAE, Pilsa SA, Al Barq - Shaleej Emainox - Filippo Rabadh - EMAN Ascobloc - Maik Sprint Qatar - Essam Wolf Qatar - Tony, Euro Trade Bahrain - Vassily Masria Egypt, Ginox - UAE, Ramadi Kitchen Dubai or CCE Quality Fabrication - UAE, Dolphin Kitchens .Al heloul al Haditha furniture LLC. only | Prisma SPA (+41 78677 6468), Rhine Kitchen - UAE (06 5326098), Pilsa SA (Pilsa.com), Al Barq - Shaleej +971547920080 http://www.albarqkitchen.com/, Emainox - Filippo +971 56 653 3433 https://emainox.it/, Rabadh - EMAN +966 53 871 1366 https://rabadh.com/, Ascobloc - Maik +49 172 205 5539 https://www.ascobloc.de/en/download/stainless-steel-furniture, Sprint Qatar - Essam +974 5586 7619 https://www.sprint-qatar.com/, Wolf Qatar - Tony +974 4444 2295, Euro Trade Bahrain - Vassily +97339911287 https://ecegroups.com/, Masria Egypt (0020 202-4610- 3325) , Ginox - UAE (07 2444567), Ramadi Kitchen Dubai (04 884 0555) or CCE (Commercial Catering Equipment Dubai) 050476 2200 info@ccedubai.com, Quality Fabrication - UAE (info@qualitygrp.net), Dolphin Kitchens (dolphin.kitchens@yahoo.com).Al heloul al Haditha furniture LLC. only. |  | No alternative manufacturer for this custom fabricated item | Bk1 p116 | Stainless Steel Sorting Table * | Stainless Steel Sorting Table * | area+ref
Book 1 | Basement - Central Washing Area | WAS 6 | 1 | 1 | yes | 1.00 | Equipment | UC-L | Winterhalter | Winterhalter(www.winterhalter.ae). C.O.O. Germany | Meiko, Hobart Germany | Meiko (www.meikome.com), Hobart Germany | Bk1 p117 | Undercounter Dish/Glass/Tray/Cutlery Washer - 65 racks/h, 50x50 cm Rack Size | Undercounter Dish/Glass/Tray/Cutlery Washer - 65 Racks/H, 50X50 Cm Rack Size | area+ref
Book 1 | Basement - Central Washing Area | WAS 6a | 1 | 1 | yes | 1.00 | Equipment | KLEENWARE HTS-11 SYSTEM | Everpure | Everpure (www.fendtech.ae/sales@fendtech.ae). C.O.O. USA | Culligan, So-Safe | Culligan(www.culligan.com), So-Safe (www.sosafe.com) | Bk1 p118 | Filter System For Scale Prevention & Corrosion Control for Dishwasher /Glass washer | Filter System For Scale Prevention & Corrosion Control For Dishwasher /Glass Washer | area+ref
Book 1 | Basement - Central Washing Area | WAS 7 | 1 | 1 | yes | 1.00 | Custom Fabrication |  | Prisma SPA, Rhine Kitchen - UAE, Pilsa SA, Al Barq - Shaleej Emainox - Filippo Rabadh - EMAN Ascobloc - Maik Sprint Qatar - Essam Wolf Qatar - Tony, Euro Trade Bahrain - Vassily Masria Egypt, Ginox - UAE, Ramadi Kitchen Dubai or CCE Quality Fabrication - UAE, Dolphin Kitchens .Al heloul al Haditha furniture LLC. only | Prisma SPA (+41 78677 6468), Rhine Kitchen - UAE (06 5326098), Pilsa SA (Pilsa.com), Al Barq - Shaleej +971547920080 http://www.albarqkitchen.com/, Emainox - Filippo +971 56 653 3433 https://emainox.it/, Rabadh - EMAN +966 53 871 1366 https://rabadh.com/, Ascobloc - Maik +49 172 205 5539 https://www.ascobloc.de/en/download/stainless-steel-furniture, Sprint Qatar - Essam +974 5586 7619 https://www.sprint-qatar.com/, Wolf Qatar - Tony +974 4444 2295, Euro Trade Bahrain - Vassily +97339911287 https://ecegroups.com/, Masria Egypt (0020 202-4610- 3325) , Ginox - UAE (07 2444567), Ramadi Kitchen Dubai (04 884 0555) or CCE (Commercial Catering Equipment Dubai) 050476 2200 info@ccedubai.com, Quality Fabrication - UAE (info@qualitygrp.net), Dolphin Kitchens (dolphin.kitchens@yahoo.com).Al heloul al Haditha furniture LLC. only. |  | No alternative manufacturer for this custom fabricated item | Bk1 p119 | Stainless Steel Inlet Sink Table * | Stainless Steel Inlet Sink Table * | area+ref
Book 1 | Basement - Central Washing Area | WAS 7a | 1 | 1 | yes | 1.00 | Equipment | Various (B-0114-01B-WH4 + B-3950-01) | T&S Brass | T&S Brass (www.tsbrass.com). C.O.O. USA. | Klarco, Kraus | Klarco (www.klarco.com), Kraus(www.krausproducts.com) | Bk1 p120 | Faucet and other Attachments -Spray Faucet | Faucet And Other Attachments -Spray Faucet | area+ref
Book 1 | Basement - Central Washing Area | WAS 8 | 1 | 1 | yes | 1.00 | Equipment | STR 130 | winterhalter | winterhalter(www.winterhalter.ae). C.O.O. Germany | Meiko | Meiko (www.meiko.ae, Hobart (www.hobart-export.com) | Bk1 p121 | Single Tank Rack Conveyor Dishwashing Machine - 130racks/h | Single Tank Rack Conveyor Dishwashing Machine - 130Racks/H | area+ref
Book 1 | Basement - Central Washing Area | WAS 8a | 1 | 1 | yes | 1.00 | Equipment | Riva30 | Pentair | Pentair (www.foodservice.pentair.com/www.fendtech.ae). C.O.O. EU | Culligan, So-Safe | Culligan(www.culligan.com), So-Safe (www.sosafe.com) | Bk1 p122 | Filter/Softening System For Rack & Flight Dishwashers | Filter/Softening System For Rack & Flight Dishwashers | area+ref
Book 1 | Basement - Central Washing Area | WAS 9 | 1 | 1 | yes | 1.00 | Custom Fabrication |  | Prisma SPA, Rhine Kitchen - UAE, Pilsa SA, Al Barq - Shaleej Emainox - Filippo Rabadh - EMAN Ascobloc - Maik Sprint Qatar - Essam Wolf Qatar - Tony, Euro Trade Bahrain - Vassily Masria Egypt, Ginox - UAE, Ramadi Kitchen Dubai or CCE Quality Fabrication - UAE, Dolphin Kitchens .Al heloul al Haditha furniture LLC. only | Prisma SPA (+41 78677 6468), Rhine Kitchen - UAE (06 5326098), Pilsa SA (Pilsa.com), Al Barq - Shaleej +971547920080 http://www.albarqkitchen.com/, Emainox - Filippo +971 56 653 3433 https://emainox.it/, Rabadh - EMAN +966 53 871 1366 https://rabadh.com/, Ascobloc - Maik +49 172 205 5539 https://www.ascobloc.de/en/download/stainless-steel-furniture, Sprint Qatar - Essam +974 5586 7619 https://www.sprint-qatar.com/, Wolf Qatar - Tony +974 4444 2295, Euro Trade Bahrain - Vassily +97339911287 https://ecegroups.com/, Masria Egypt (0020 202-4610- 3325) , Ginox - UAE (07 2444567), Ramadi Kitchen Dubai (04 884 0555) or CCE (Commercial Catering Equipment Dubai) 050476 2200 info@ccedubai.com, Quality Fabrication - UAE (info@qualitygrp.net), Dolphin Kitchens (dolphin.kitchens@yahoo.com).Al heloul al Haditha furniture LLC. only. |  | No alternative manufacturer for this custom fabricated item | Bk1 p123 | Vapour Hood - 3000 cu mtrs per hour exhaust * | Vapour Hood - 3000 Cu Mtrs Per Hour Exhaust * | area+ref
Book 1 | Basement - Central Washing Area | WAS 10 | 1 | 1 | yes | 1.00 | Custom Fabrication |  | Prisma SPA, Rhine Kitchen - UAE, Pilsa SA, Al Barq - Shaleej Emainox - Filippo Rabadh - EMAN Ascobloc - Maik Sprint Qatar - Essam Wolf Qatar - Tony, Euro Trade Bahrain - Vassily Masria Egypt, Ginox - UAE, Ramadi Kitchen Dubai or CCE Quality Fabrication - UAE, Dolphin Kitchens .Al heloul al Haditha furniture LLC. only | Prisma SPA (+41 78677 6468), Rhine Kitchen - UAE (06 5326098), Pilsa SA (Pilsa.com), Al Barq - Shaleej +971547920080 http://www.albarqkitchen.com/, Emainox - Filippo +971 56 653 3433 https://emainox.it/, Rabadh - EMAN +966 53 871 1366 https://rabadh.com/, Ascobloc - Maik +49 172 205 5539 https://www.ascobloc.de/en/download/stainless-steel-furniture, Sprint Qatar - Essam +974 5586 7619 https://www.sprint-qatar.com/, Wolf Qatar - Tony +974 4444 2295, Euro Trade Bahrain - Vassily +97339911287 https://ecegroups.com/, Masria Egypt (0020 202-4610- 3325) , Ginox - UAE (07 2444567), Ramadi Kitchen Dubai (04 884 0555) or CCE (Commercial Catering Equipment Dubai) 050476 2200 info@ccedubai.com, Quality Fabrication - UAE (info@qualitygrp.net), Dolphin Kitchens (dolphin.kitchens@yahoo.com).Al heloul al Haditha furniture LLC. only. |  | No alternative manufacturer for this custom fabricated item | Bk1 p124 | 90 deg Corner Chain Conveyor | 90 Deg Corner Chain Conveyor | area+ref
Book 1 | Basement - Central Washing Area | WAS 11 | 1 | 1 | yes | 1.00 | Custom Fabrication |  | Prisma SPA, Rhine Kitchen - UAE, Pilsa SA, Al Barq - Shaleej Emainox - Filippo Rabadh - EMAN Ascobloc - Maik Sprint Qatar - Essam Wolf Qatar - Tony, Euro Trade Bahrain - Vassily Masria Egypt, Ginox - UAE, Ramadi Kitchen Dubai or CCE Quality Fabrication - UAE, Dolphin Kitchens .Al heloul al Haditha furniture LLC. only | Prisma SPA (+41 78677 6468), Rhine Kitchen - UAE (06 5326098), Pilsa SA (Pilsa.com), Al Barq - Shaleej +971547920080 http://www.albarqkitchen.com/, Emainox - Filippo +971 56 653 3433 https://emainox.it/, Rabadh - EMAN +966 53 871 1366 https://rabadh.com/, Ascobloc - Maik +49 172 205 5539 https://www.ascobloc.de/en/download/stainless-steel-furniture, Sprint Qatar - Essam +974 5586 7619 https://www.sprint-qatar.com/, Wolf Qatar - Tony +974 4444 2295, Euro Trade Bahrain - Vassily +97339911287 https://ecegroups.com/, Masria Egypt (0020 202-4610- 3325) , Ginox - UAE (07 2444567), Ramadi Kitchen Dubai (04 884 0555) or CCE (Commercial Catering Equipment Dubai) 050476 2200 info@ccedubai.com, Quality Fabrication - UAE (info@qualitygrp.net), Dolphin Kitchens (dolphin.kitchens@yahoo.com).Al heloul al Haditha furniture LLC. only. |  | No alternative manufacturer for this custom fabricated item | Bk1 p125 | Roller Exit Table | Roller Exit Table | area+ref
Book 1 | Basement - Central Washing Area | WAS 12 | 4 | 4 | yes | 1.00 | Equipment |  | Hupfer | Hupfer (www.hupfer.de) | DSS, Metro, Tournus, Tonon | DSS (www.dss-products.com / dannyk88@singnet.com.sg), Metro (www.intermetro.com), Tournus (www.tournus.com), Tonon (www.tonon.com) | Bk1 p126 | Anodized Aluminium Slatted 4 Tier Rack | Anodized Aluminium Slatted 4 Tier Rack | area+ref
Book 1 | Basement - Central Washing Area | WAS 13 | 2 | 2 | yes | 1.00 | Equipment | CDR2020H | Cambro | Cambro(www.cambro.com),(webmaster@cambro.com). C.O.O. U.S.A. | Carlisle, Metro | Carlisle (www.carlislefsp.com), Metro (www.metro.com) | Bk1 p127 | Cam Dollies Dish Rack w/ Handle | Cam Dollies Dish Rack W/ Handle | area+ref
Book 1 | Basement - Central Washing Area | WAS 14 | 1 | 1 | yes | 1.00 | Equipment |  | Olefini | Olefini (www.olefini.gr) | Mars, Panasonic | Mars (www.marsair.com), Panasonic (www.panasonic.com) | Bk1 p128 | Wall Mounted Air Curtain _to suit Door width | Wall Mounted Air Curtain _To Suit Door Width | area+ref
Book 1 | Basement - Central Washing Area | WAS 15 | 2 | 2 | yes | 1.00 | Equipment | ADCSC | Cambro | Cambro(www.cambro.com),(webmaster@cambro.com). C.O.O. U.S.A. | Carlisle, Metro | Carlisle (www.carlislefsp.com), Metro (www.metro.com) | Bk1 p129 | Plate Transport Dish Caddy | Plate Transport Dish Caddy | area+ref
Book 1 | Basement - Central Washing Area | WAS 17 | 1 | 1 | yes | 1.00 | Custom Fabrication |  | Prisma SPA, Rhine Kitchen - UAE, Pilsa SA, Al Barq - Shaleej Emainox - Filippo Rabadh - EMAN Ascobloc - Maik Sprint Qatar - Essam Wolf Qatar - Tony, Euro Trade Bahrain - Vassily Masria Egypt, Ginox - UAE, Ramadi Kitchen Dubai or CCE Quality Fabrication - UAE, Dolphin Kitchens .Al heloul al Haditha furniture LLC. only | Prisma SPA (+41 78677 6468), Rhine Kitchen - UAE (06 5326098), Pilsa SA (Pilsa.com), Al Barq - Shaleej +971547920080 http://www.albarqkitchen.com/, Emainox - Filippo +971 56 653 3433 https://emainox.it/, Rabadh - EMAN +966 53 871 1366 https://rabadh.com/, Ascobloc - Maik +49 172 205 5539 https://www.ascobloc.de/en/download/stainless-steel-furniture, Sprint Qatar - Essam +974 5586 7619 https://www.sprint-qatar.com/, Wolf Qatar - Tony +974 4444 2295, Euro Trade Bahrain - Vassily +97339911287 https://ecegroups.com/, Masria Egypt (0020 202-4610- 3325) , Ginox - UAE (07 2444567), Ramadi Kitchen Dubai (04 884 0555) or CCE (Commercial Catering Equipment Dubai) 050476 2200 info@ccedubai.com, Quality Fabrication - UAE (info@qualitygrp.net), Dolphin Kitchens (dolphin.kitchens@yahoo.com).Al heloul al Haditha furniture LLC. only. |  | No alternative manufacturer for this custom fabricated item | Bk1 p131 | Overhead Wash Rack Holder * | Overhead Wash Rack Holder * | area+ref
Book 1 | Basement - Central Washing Area | WAS 18 | 1 | 1 | yes | 1.00 | Equipment | RW1RD | Primax /MGK . /UAE | Primax (www.primaxsrl.com)/MGK (www.mgk.ae) . C.O.O. Italy/UAE | Destar, Gamko, Viessmann | Destar (www.destar-refrigeration.com), Gamko (www.gamko.com), Viessmann (/www.viessmann.de) | Bk1 p132 | 1 Compartment Waste Refrigerator for 120 L or 240 L | 1 Compartment Waste Refrigerator For 120 L Or 240 L | area+ref
Book 1 | Basement - Central Washing Area | WAS 19 | 1 | 1 | yes | 1.00 | Equipment | B-7142-01 | T&S Brass | T&S Brass (www.tsbrass.com). C.O.O. USA. | Klarco, Randell | Klarco (www.klarco.com), Randell | Bk1 p133 | Retractable Open Hose Reel, Stainless Steel - 50' Hose Length (15M) | Retractable Open Hose Reel, Stainless Steel - 50' Hose Length (15M) | area+ref
Book 1 | Basement - Potwash Area | POT 1 | 1 | 1 | yes | 1.00 | Custom Fabrication |  | Prisma SPA, Rhine Kitchen - UAE, Pilsa SA, Al Barq - Shaleej Emainox - Filippo Rabadh - EMAN Ascobloc - Maik Sprint Qatar - Essam Wolf Qatar - Tony, Euro Trade Bahrain - Vassily Masria Egypt, Ginox - UAE, Ramadi Kitchen Dubai or CCE Quality Fabrication - UAE, Dolphin Kitchens .Al heloul al Haditha furniture LLC. only | Prisma SPA (+41 78677 6468), Rhine Kitchen - UAE (06 5326098), Pilsa SA (Pilsa.com), Al Barq - Shaleej +971547920080 http://www.albarqkitchen.com/, Emainox - Filippo +971 56 653 3433 https://emainox.it/, Rabadh - EMAN +966 53 871 1366 https://rabadh.com/, Ascobloc - Maik +49 172 205 5539 https://www.ascobloc.de/en/download/stainless-steel-furniture, Sprint Qatar - Essam +974 5586 7619 https://www.sprint-qatar.com/, Wolf Qatar - Tony +974 4444 2295, Euro Trade Bahrain - Vassily +97339911287 https://ecegroups.com/, Masria Egypt (0020 202-4610- 3325) , Ginox - UAE (07 2444567), Ramadi Kitchen Dubai (04 884 0555) or CCE (Commercial Catering Equipment Dubai) 050476 2200 info@ccedubai.com, Quality Fabrication - UAE (info@qualitygrp.net), Dolphin Kitchens (dolphin.kitchens@yahoo.com).Al heloul al Haditha furniture LLC. only. |  | No alternative manufacturer for this custom fabricated item | Bk1 p135 | Floor Channel with Odor Trap & Grating - 350mm As Per Plan | Floor Channel With Odor Trap & Grating - 350Mm As Per Plan | area+ref
Book 1 | Basement - Potwash Area | POT 2 | 1 | 1 | yes | 1.00 | Equipment | 806 382 | Tournus | Tournus (www.tournus.com). C.O.O. France | DSS, Sofinor, Eagle Group, Mechline | DSS (dss-products.com), Sofinor (www.sofinor.com), Eagle Group (www.eaglegrp.com), Mechline (www.mechline.com) | Bk1 p136 | Cantilevered wash hand basin - knee control | Cantilevered Wash Hand Basin - Knee Control | area+ref
Book 1 | Basement - Potwash Area | POT 3 | 1 | 1 | yes | 1.00 | Equipment | EX 30S | Insectocutor | Insectocutor (www.pelsis.com, hygieneproducts@tte.ae) . C.O.O. UK | Branderburg, Johnson Group | Branderburg (www.b-one.com), Johnson Group (www.johnson-group.com.hk) | Bk1 p137 | Fly Killer - 100m2 Room Coverage to suit site | Fly Killer - 100M2 Room Coverage To Suit Site | area+ref
Book 1 | Basement - Potwash Area | POT 4 | 1 | 1 | yes | 1.00 | Equipment | Ambion 100 | HVAC Plasmaclean | HVAC Plasmaclean (MGK +971 4 396 8264). C.O.O. UK | Mechline Hygenikx, Aerox | Mechline Hygenikx (www.mechline.com.hgx/), Aerox (www.aeroxinjector.com) | Bk1 p138 | Plasma Ionisation Smell Reduction Unit | Plasma Ionisation Smell Reduction Unit | area+ref
Book 1 | Basement - Potwash Area | POT 5 | 1 | 1 | yes | 1.00 | Equipment | 1883552 (Streamline) | Rubbermaid | Rubbermaid(www.rubbermaid.com). C.O.O. U.S.A. | Carlisle, Green Revolution, Cosmoplast | Carlisle (www.carlislefsp.com), Green Revolution (www.green-revolution.in), Cosmoplast (www.cosmoplast.com) | Bk1 p139 | Mobile Waste Bin Slim Jim Step-On (Beige color) | Mobile Waste Bin Slim Jim Step-On (Beige Color) | area+ref
Book 1 | Basement - Potwash Area | POT 6 | 2 | 2 | yes | 1.00 | Equipment | 112172 | Hupfer | Hupfer (www.hupfer.de). C.O.O. Germany | DSS, Metro, Tonon | DSS (www.dss-products.com), Metro (www.intermetro.com), Tonon (www.tonon.com) | Bk1 p140 | S.S. General Purpose Trolley- Heavy Duty | S.S. General Purpose Trolley- Heavy Duty | area+ref
Book 1 | Basement - Potwash Area | POT 7 | 2 | 2 | yes | 1.00 | Custom Fabrication |  | Prisma SPA, Rhine Kitchen - UAE, Pilsa SA, Al Barq - Shaleej Emainox - Filippo Rabadh - EMAN Ascobloc - Maik Sprint Qatar - Essam Wolf Qatar - Tony, Euro Trade Bahrain - Vassily Masria Egypt, Ginox - UAE, Ramadi Kitchen Dubai or CCE Quality Fabrication - UAE, Dolphin Kitchens .Al heloul al Haditha furniture LLC. only | Prisma SPA (+41 78677 6468), Rhine Kitchen - UAE (06 5326098), Pilsa SA (Pilsa.com), Al Barq - Shaleej +971547920080 http://www.albarqkitchen.com/, Emainox - Filippo +971 56 653 3433 https://emainox.it/, Rabadh - EMAN +966 53 871 1366 https://rabadh.com/, Ascobloc - Maik +49 172 205 5539 https://www.ascobloc.de/en/download/stainless-steel-furniture, Sprint Qatar - Essam +974 5586 7619 https://www.sprint-qatar.com/, Wolf Qatar - Tony +974 4444 2295, Euro Trade Bahrain - Vassily +97339911287 https://ecegroups.com/, Masria Egypt (0020 202-4610- 3325) , Ginox - UAE (07 2444567), Ramadi Kitchen Dubai (04 884 0555) or CCE (Commercial Catering Equipment Dubai) 050476 2200 info@ccedubai.com, Quality Fabrication - UAE (info@qualitygrp.net), Dolphin Kitchens (dolphin.kitchens@yahoo.com).Al heloul al Haditha furniture LLC. only. |  | No alternative manufacturer for this custom fabricated item | Bk1 p141 | Custom Overhead Pot Rack * | Custom Overhead Pot Rack * | area+ref
Book 1 | Basement - Potwash Area | POT 8 | 1 | 1 | yes | 1.00 | Custom Fabrication |  | Prisma SPA, Rhine Kitchen - UAE, Pilsa SA, Al Barq - Shaleej Emainox - Filippo Rabadh - EMAN Ascobloc - Maik Sprint Qatar - Essam Wolf Qatar - Tony, Euro Trade Bahrain - Vassily Masria Egypt, Ginox - UAE, Ramadi Kitchen Dubai or CCE Quality Fabrication - UAE, Dolphin Kitchens .Al heloul al Haditha furniture LLC. only | Prisma SPA (+41 78677 6468), Rhine Kitchen - UAE (06 5326098), Pilsa SA (Pilsa.com), Al Barq - Shaleej +971547920080 http://www.albarqkitchen.com/, Emainox - Filippo +971 56 653 3433 https://emainox.it/, Rabadh - EMAN +966 53 871 1366 https://rabadh.com/, Ascobloc - Maik +49 172 205 5539 https://www.ascobloc.de/en/download/stainless-steel-furniture, Sprint Qatar - Essam +974 5586 7619 https://www.sprint-qatar.com/, Wolf Qatar - Tony +974 4444 2295, Euro Trade Bahrain - Vassily +97339911287 https://ecegroups.com/, Masria Egypt (0020 202-4610- 3325) , Ginox - UAE (07 2444567), Ramadi Kitchen Dubai (04 884 0555) or CCE (Commercial Catering Equipment Dubai) 050476 2200 info@ccedubai.com, Quality Fabrication - UAE (info@qualitygrp.net), Dolphin Kitchens (dolphin.kitchens@yahoo.com).Al heloul al Haditha furniture LLC. only. |  | No alternative manufacturer for this custom fabricated item | Bk1 p142 | Triple bowl sink, twin drainer - 80 cm deep * | Triple Bowl Sink, Twin Drainer - 80 Cm Deep * | area+ref
Book 1 | Basement - Potwash Area | POT 8a | 1 | 1 | yes | 1.00 | Equipment | Various (B-0114-01B-WH4 + B-0226-V15-WH4 + B-3950-01) | T&S Brass | T&S Brass (www.tsbrass.com). C.O.O. USA. | Klarco, Kraus | Klarco (www.klarco.com), Kraus(www.krausproducts.com) | Bk1 p143 | Faucet and other Attachments -Faucet plus Spray Faucet | Faucet And Other Attachments -Faucet Plus Spray Faucet | area+ref
Book 1 | Basement - Potwash Area | POT 9 | 1 | 1 | yes | 1.00 | Custom Fabrication | Custom | Local Fabrication | Local Fabrication. C.O.O. UAE | 0 | 0 | Bk1 p144 | Mobile Sorting Table * | Mobile Sorting Table * | area+ref
Book 1 | Basement - Potwash Area | POT 10 | 1 | 1 | yes | 1.00 | Equipment | Granule Maxi - Free Flow System | Nordisk | Nordisk (www.nordiskclean.com). C.O.O. Sweden | meiko, winterhalter | meiko (www.meiko.ae), winterhalter (www.winterhalter.co.uk) | Bk1 p145 | Granule Potwasher w/ 2 trolleys and 2 cassettes - 264 GN1/1 per hour | Granule Potwasher W/ 2 Trolleys And 2 Cassettes - 264 Gn1/1 Per Hour | area+ref
Book 1 | Basement - Potwash Area | POT 10a | 1 | 1 | yes | 1.00 | Equipment | Riva30 | Pentair | Pentair (www.foodservice.pentair.com/www.fendtech.ae). C.O.O. EU | Culligan, So-Safe | Culligan(www.culligan.com), So-Safe (www.sosafe.com) | Bk1 p146 | Filter/Softening System For Rack & Flight Dishwashers | Filter/Softening System For Rack & Flight Dishwashers | area+ref
Book 1 | Basement - Potwash Area | POT 11 | 1 | 1 | yes | 1.00 | Custom Fabrication |  | Prisma SPA, Rhine Kitchen - UAE, Pilsa SA, Al Barq - Shaleej Emainox - Filippo Rabadh - EMAN Ascobloc - Maik Sprint Qatar - Essam Wolf Qatar - Tony, Euro Trade Bahrain - Vassily Masria Egypt, Ginox - UAE, Ramadi Kitchen Dubai or CCE Quality Fabrication - UAE, Dolphin Kitchens .Al heloul al Haditha furniture LLC. only | Prisma SPA (+41 78677 6468), Rhine Kitchen - UAE (06 5326098), Pilsa SA (Pilsa.com), Al Barq - Shaleej +971547920080 http://www.albarqkitchen.com/, Emainox - Filippo +971 56 653 3433 https://emainox.it/, Rabadh - EMAN +966 53 871 1366 https://rabadh.com/, Ascobloc - Maik +49 172 205 5539 https://www.ascobloc.de/en/download/stainless-steel-furniture, Sprint Qatar - Essam +974 5586 7619 https://www.sprint-qatar.com/, Wolf Qatar - Tony +974 4444 2295, Euro Trade Bahrain - Vassily +97339911287 https://ecegroups.com/, Masria Egypt (0020 202-4610- 3325) , Ginox - UAE (07 2444567), Ramadi Kitchen Dubai (04 884 0555) or CCE (Commercial Catering Equipment Dubai) 050476 2200 info@ccedubai.com, Quality Fabrication - UAE (info@qualitygrp.net), Dolphin Kitchens (dolphin.kitchens@yahoo.com).Al heloul al Haditha furniture LLC. only. |  | No alternative manufacturer for this custom fabricated item | Bk1 p147 | Vapour Hood - 1500 cu mtrs per hour exhaust * | Vapour Hood - 1500 Cu Mtrs Per Hour Exhaust * | area+ref
Book 1 | Basement - Potwash Area | POT 12 | 1 | 1 | yes | 1.00 | Equipment | 2620 | Rubbermaid | Rubbermaid(www.rubbermaid.com). C.O.O. U.S.A. | Cambro, Trolly and Bin | Cambro (www.cambro.com), Trolly and Bin (www.trollyandbin.co.za) | Bk1 p148 | Mobile Waste Bin - Brute Undercounter | Mobile Waste Bin - Brute Undercounter | area+ref
Book 1 | Basement - Potwash Area | POT 13 | 2 | 2 | yes | 1.00 | Equipment |  | Hupfer | Hupfer (www.hupfer.de) | DSS, Metro, Tournus, Tonon | DSS (www.dss-products.com / dannyk88@singnet.com.sg), Metro (www.intermetro.com), Tournus (www.tournus.com), Tonon (www.tonon.com) | Bk1 p149 | Anodized Aluminium Slatted 4 Tier Rack | Anodized Aluminium Slatted 4 Tier Rack | area+ref
Book 1 | Basement - Potwash Area | POT 14 | 1 | 1 | yes | 1.00 | Equipment | B-7142-01 | T&S Brass | T&S Brass (www.tsbrass.com). C.O.O. USA. | Klarco, Randell | Klarco (www.klarco.com), Randell | Bk1 p150 | Retractable Open Hose Reel, Stainless Steel - 50' Hose Length (15M) | Retractable Open Hose Reel, Stainless Steel - 50' Hose Length (15M) | area+ref
Book 1 | Basement - Hot Kitchen Area | MDA 1 | 4 | 4 | yes | 1.00 | Custom Fabrication |  | Prisma SPA, Rhine Kitchen - UAE, Pilsa SA, Al Barq - Shaleej Emainox - Filippo Rabadh - EMAN Ascobloc - Maik Sprint Qatar - Essam Wolf Qatar - Tony, Euro Trade Bahrain - Vassily Masria Egypt, Ginox - UAE, Ramadi Kitchen Dubai or CCE Quality Fabrication - UAE, Dolphin Kitchens .Al heloul al Haditha furniture LLC. only | Prisma SPA (+41 78677 6468), Rhine Kitchen - UAE (06 5326098), Pilsa SA (Pilsa.com), Al Barq - Shaleej +971547920080 http://www.albarqkitchen.com/, Emainox - Filippo +971 56 653 3433 https://emainox.it/, Rabadh - EMAN +966 53 871 1366 https://rabadh.com/, Ascobloc - Maik +49 172 205 5539 https://www.ascobloc.de/en/download/stainless-steel-furniture, Sprint Qatar - Essam +974 5586 7619 https://www.sprint-qatar.com/, Wolf Qatar - Tony +974 4444 2295, Euro Trade Bahrain - Vassily +97339911287 https://ecegroups.com/, Masria Egypt (0020 202-4610- 3325) , Ginox - UAE (07 2444567), Ramadi Kitchen Dubai (04 884 0555) or CCE (Commercial Catering Equipment Dubai) 050476 2200 info@ccedubai.com, Quality Fabrication - UAE (info@qualitygrp.net), Dolphin Kitchens (dolphin.kitchens@yahoo.com).Al heloul al Haditha furniture LLC. only. |  | No alternative manufacturer for this custom fabricated item | Bk1 p153 | Floor Channel with Odor Trap & Grating - 1050mm As Per Plan | Floor Channel With Odor Trap & Grating - 1050Mm As Per Plan | area+ref
Book 1 | Basement - Hot Kitchen Area | MDA 2 | 2 | 2 | yes | 1.00 | Equipment | 806 382 | Tournus | Tournus (www.tournus.com). C.O.O. France | DSS, Sofinor, Eagle Group, Mechline | DSS (dss-products.com), Sofinor (www.sofinor.com), Eagle Group (www.eaglegrp.com), Mechline (www.mechline.com) | Bk1 p154 | Cantilevered wash hand basin - knee control | Cantilevered Wash Hand Basin - Knee Control | area+ref
Book 1 | Basement - Hot Kitchen Area | MDA 3 | 1 | 1 | yes | 1.00 | Equipment | EX 30S | Insectocutor | Insectocutor (www.pelsis.com, hygieneproducts@tte.ae) . C.O.O. UK | Branderburg, Johnson Group | Branderburg (www.b-one.com), Johnson Group (www.johnson-group.com.hk) | Bk1 p155 | Fly Killer - 100m2 Room Coverage to suit site | Fly Killer - 100M2 Room Coverage To Suit Site | area+ref
Book 1 | Basement - Hot Kitchen Area | MDA 4 | 1 | 1 | yes | 1.00 | Equipment | 2620 | Rubbermaid | Rubbermaid(www.rubbermaid.com). C.O.O. U.S.A. | Cambro, Trolly and Bin | Cambro (www.cambro.com), Trolly and Bin (www.trollyandbin.co.za) | Bk1 p156 | Mobile Waste Bin - Brute Undercounter | Mobile Waste Bin - Brute Undercounter | area+ref
Book 1 | Basement - Hot Kitchen Area | MDA 5 | 2 | 2 | yes | 1.00 | Equipment | 1883552 (Streamline) | Rubbermaid | Rubbermaid(www.rubbermaid.com). C.O.O. U.S.A. | Carlisle, Green Revolution, Cosmoplast | Carlisle (www.carlislefsp.com), Green Revolution (www.green-revolution.in), Cosmoplast (www.cosmoplast.com) | Bk1 p157 | Mobile Waste Bin Slim Jim Step-On (Beige color) | Mobile Waste Bin Slim Jim Step-On (Beige Color) | area+ref
Book 1 | Basement - Hot Kitchen Area | MDA 6 | 1 | 1 | yes | 1.00 | Equipment | 816 422 | Tournus | Tournus (www.tournus.com). C.O.O. France | Sofinor, Bourgeat | Sofinor (www.sofinor.com), Bourgeat(www.bourgeat.fr) | Bk1 p158 | Knife Steriliser with UV Light -15 Knife 1 Door Cabinet with Magnetized Bar | Knife Steriliser With Uv Light -15 Knife 1 Door Cabinet With Magnetized Bar | area+ref
Book 1 | Basement - Hot Kitchen Area | MDA 7 | 1 | 1 | yes | 1.00 | Custom Fabrication |  | Prisma SPA, Rhine Kitchen - UAE, Pilsa SA, Al Barq - Shaleej Emainox - Filippo Rabadh - EMAN Ascobloc - Maik Sprint Qatar - Essam Wolf Qatar - Tony, Euro Trade Bahrain - Vassily Masria Egypt, Ginox - UAE, Ramadi Kitchen Dubai or CCE Quality Fabrication - UAE, Dolphin Kitchens .Al heloul al Haditha furniture LLC. only | Prisma SPA (+41 78677 6468), Rhine Kitchen - UAE (06 5326098), Pilsa SA (Pilsa.com), Al Barq - Shaleej +971547920080 http://www.albarqkitchen.com/, Emainox - Filippo +971 56 653 3433 https://emainox.it/, Rabadh - EMAN +966 53 871 1366 https://rabadh.com/, Ascobloc - Maik +49 172 205 5539 https://www.ascobloc.de/en/download/stainless-steel-furniture, Sprint Qatar - Essam +974 5586 7619 https://www.sprint-qatar.com/, Wolf Qatar - Tony +974 4444 2295, Euro Trade Bahrain - Vassily +97339911287 https://ecegroups.com/, Masria Egypt (0020 202-4610- 3325) , Ginox - UAE (07 2444567), Ramadi Kitchen Dubai (04 884 0555) or CCE (Commercial Catering Equipment Dubai) 050476 2200 info@ccedubai.com, Quality Fabrication - UAE (info@qualitygrp.net), Dolphin Kitchens (dolphin.kitchens@yahoo.com).Al heloul al Haditha furniture LLC. only. |  | No alternative manufacturer for this custom fabricated item | Bk1 p159 | Table - Wall Type with inset wash hand basin (pull out bin beneath), inset sink, undershelf and integral angle ledge unit. 2mm top * | Table - Wall Type With Inset Wash Hand Basin (Pull Out Bin Beneath), Inset Sink, Undershelf And Integral Angle Ledge Unit. 2Mm Top * | area+ref
Book 1 | Basement - Hot Kitchen Area | MDA 7a | 1 | 1 | yes | 1.00 | Equipment | Various (EC-3142-VF05 + B-0226-V15-WH4 + B-3950-01) | T&S Brass | T&S Brass (www.tsbrass.com). C.O.O. USA. | Klarco, Kraus | Klarco (www.klarco.com), Kraus(www.krausproducts.com) | Bk1 p160 | Faucet and other Attachments - Preparation Table | Faucet And Other Attachments - Preparation Table | area+ref
Book 1 | Basement - Hot Kitchen Area | MDA 8 | 6 | 6 | yes | 1.00 | Custom Fabrication |  | Prisma SPA, Rhine Kitchen - UAE, Pilsa SA, Al Barq - Shaleej Emainox - Filippo Rabadh - EMAN Ascobloc - Maik Sprint Qatar - Essam Wolf Qatar - Tony, Euro Trade Bahrain - Vassily Masria Egypt, Ginox - UAE, Ramadi Kitchen Dubai or CCE Quality Fabrication - UAE, Dolphin Kitchens .Al heloul al Haditha furniture LLC. only | Prisma SPA (+41 78677 6468), Rhine Kitchen - UAE (06 5326098), Pilsa SA (Pilsa.com), Al Barq - Shaleej +971547920080 http://www.albarqkitchen.com/, Emainox - Filippo +971 56 653 3433 https://emainox.it/, Rabadh - EMAN +966 53 871 1366 https://rabadh.com/, Ascobloc - Maik +49 172 205 5539 https://www.ascobloc.de/en/download/stainless-steel-furniture, Sprint Qatar - Essam +974 5586 7619 https://www.sprint-qatar.com/, Wolf Qatar - Tony +974 4444 2295, Euro Trade Bahrain - Vassily +97339911287 https://ecegroups.com/, Masria Egypt (0020 202-4610- 3325) , Ginox - UAE (07 2444567), Ramadi Kitchen Dubai (04 884 0555) or CCE (Commercial Catering Equipment Dubai) 050476 2200 info@ccedubai.com, Quality Fabrication - UAE (info@qualitygrp.net), Dolphin Kitchens (dolphin.kitchens@yahoo.com).Al heloul al Haditha furniture LLC. only. |  | No alternative manufacturer for this custom fabricated item | Bk1 p161 | Twin Open Wall Shelf * | Twin Open Wall Shelf * | area+ref
Book 1 | Basement - Hot Kitchen Area | MDA 9 | 1 | 1 | yes | 1.00 | Equipment |  | Infrico | Infrico (www.infrico.com) | Williams, Destar | Williams (www.williams-refrigeration.co.uk)(sales@williamsdubai.ae, GINOX (www.ginoxgroup.com), Destar (www.destar-refrigeration.com ) | Bk1 p162 | Undercounter Blast Chiller/Freezer 3 GN 1/1 - 10kg | Undercounter Blast Chiller/Freezer 3 Gn 1/1 - 10Kg | area+ref
Book 1 | Basement - Hot Kitchen Area | MDA 11 | 1 | 1 | yes | 1.00 | Custom Fabrication |  | Prisma SPA, Rhine Kitchen - UAE, Pilsa SA, Al Barq - Shaleej Emainox - Filippo Rabadh - EMAN Ascobloc - Maik Sprint Qatar - Essam Wolf Qatar - Tony, Euro Trade Bahrain - Vassily Masria Egypt, Ginox - UAE, Ramadi Kitchen Dubai or CCE Quality Fabrication - UAE, Dolphin Kitchens .Al heloul al Haditha furniture LLC. only | Prisma SPA (+41 78677 6468), Rhine Kitchen - UAE (06 5326098), Pilsa SA (Pilsa.com), Al Barq - Shaleej +971547920080 http://www.albarqkitchen.com/, Emainox - Filippo +971 56 653 3433 https://emainox.it/, Rabadh - EMAN +966 53 871 1366 https://rabadh.com/, Ascobloc - Maik +49 172 205 5539 https://www.ascobloc.de/en/download/stainless-steel-furniture, Sprint Qatar - Essam +974 5586 7619 https://www.sprint-qatar.com/, Wolf Qatar - Tony +974 4444 2295, Euro Trade Bahrain - Vassily +97339911287 https://ecegroups.com/, Masria Egypt (0020 202-4610- 3325) , Ginox - UAE (07 2444567), Ramadi Kitchen Dubai (04 884 0555) or CCE (Commercial Catering Equipment Dubai) 050476 2200 info@ccedubai.com, Quality Fabrication - UAE (info@qualitygrp.net), Dolphin Kitchens (dolphin.kitchens@yahoo.com).Al heloul al Haditha furniture LLC. only. |  | No alternative manufacturer for this custom fabricated item | Bk1 p164 | Table - Wall Type with single bowl sink, undershelf and integral angle ledge unit plus drawer nest. 2mm top * | Table - Wall Type With Single Bowl Sink, Undershelf And Integral Angle Ledge Unit Plus Drawer Nest. 2Mm Top * | area+ref
Book 1 | Basement - Hot Kitchen Area | MDA 11a | 1 | 1 | yes | 1.00 | Equipment | Various (EC-3142-VF05 + B-0226-V15-WH4 + B-3950-01) | T&S Brass | T&S Brass (www.tsbrass.com). C.O.O. USA. | Klarco, Kraus | Klarco (www.klarco.com), Kraus(www.krausproducts.com) | Bk1 p165 | Faucet and other Attachments - Preparation Table | Faucet And Other Attachments - Preparation Table | area+ref
Book 1 | Basement - Hot Kitchen Area | MDA 12 | 2 | 2 | yes | 1.00 | Custom Fabrication |  | Prisma SPA, Rhine Kitchen - UAE, Pilsa SA, Al Barq - Shaleej Emainox - Filippo Rabadh - EMAN Ascobloc - Maik Sprint Qatar - Essam Wolf Qatar - Tony, Euro Trade Bahrain - Vassily Masria Egypt, Ginox - UAE, Ramadi Kitchen Dubai or CCE Quality Fabrication - UAE, Dolphin Kitchens .Al heloul al Haditha furniture LLC. only | Prisma SPA (+41 78677 6468), Rhine Kitchen - UAE (06 5326098), Pilsa SA (Pilsa.com), Al Barq - Shaleej +971547920080 http://www.albarqkitchen.com/, Emainox - Filippo +971 56 653 3433 https://emainox.it/, Rabadh - EMAN +966 53 871 1366 https://rabadh.com/, Ascobloc - Maik +49 172 205 5539 https://www.ascobloc.de/en/download/stainless-steel-furniture, Sprint Qatar - Essam +974 5586 7619 https://www.sprint-qatar.com/, Wolf Qatar - Tony +974 4444 2295, Euro Trade Bahrain - Vassily +97339911287 https://ecegroups.com/, Masria Egypt (0020 202-4610- 3325) , Ginox - UAE (07 2444567), Ramadi Kitchen Dubai (04 884 0555) or CCE (Commercial Catering Equipment Dubai) 050476 2200 info@ccedubai.com, Quality Fabrication - UAE (info@qualitygrp.net), Dolphin Kitchens (dolphin.kitchens@yahoo.com).Al heloul al Haditha furniture LLC. only. |  | No alternative manufacturer for this custom fabricated item | Bk1 p166 | Overhead Shelf _Table Mounted* | Overhead Shelf _Table Mounted* | area+ref
Book 1 | Basement - Hot Kitchen Area | MDA 13 | 4 | 4 | yes | 1.00 | Equipment |  | Infrico | Infrico (www.infrico.com) | Williams, Destar | Williams (www.williams-refrigeration.co.uk)(sales@williamsdubai.ae, GINOX (www.ginoxgroup.com), Destar (www.destar-refrigeration.com ) | Bk1 p167 | Refrigerated Preparation Table - 2 Sections with 4 Drawers GN1/2 | Refrigerated Preparation Table - 2 Sections With 4 Drawers Gn1/2 | area+ref
Book 1 | Basement - Hot Kitchen Area | MDA 14 | 1 | 1 | yes | 1.00 | Custom Fabrication |  | Prisma SPA, Rhine Kitchen - UAE, Pilsa SA, Al Barq - Shaleej Emainox - Filippo Rabadh - EMAN Ascobloc - Maik Sprint Qatar - Essam Wolf Qatar - Tony, Euro Trade Bahrain - Vassily Masria Egypt, Ginox - UAE, Ramadi Kitchen Dubai or CCE Quality Fabrication - UAE, Dolphin Kitchens .Al heloul al Haditha furniture LLC. only | Prisma SPA (+41 78677 6468), Rhine Kitchen - UAE (06 5326098), Pilsa SA (Pilsa.com), Al Barq - Shaleej +971547920080 http://www.albarqkitchen.com/, Emainox - Filippo +971 56 653 3433 https://emainox.it/, Rabadh - EMAN +966 53 871 1366 https://rabadh.com/, Ascobloc - Maik +49 172 205 5539 https://www.ascobloc.de/en/download/stainless-steel-furniture, Sprint Qatar - Essam +974 5586 7619 https://www.sprint-qatar.com/, Wolf Qatar - Tony +974 4444 2295, Euro Trade Bahrain - Vassily +97339911287 https://ecegroups.com/, Masria Egypt (0020 202-4610- 3325) , Ginox - UAE (07 2444567), Ramadi Kitchen Dubai (04 884 0555) or CCE (Commercial Catering Equipment Dubai) 050476 2200 info@ccedubai.com, Quality Fabrication - UAE (info@qualitygrp.net), Dolphin Kitchens (dolphin.kitchens@yahoo.com).Al heloul al Haditha furniture LLC. only. |  | No alternative manufacturer for this custom fabricated item | Bk1 p168 | Table - Centre Type with undershelf 2mm top * | Table - Centre Type With Undershelf 2Mm Top * | area+ref
Book 1 | Basement - Hot Kitchen Area | MDA 15 | 1 | 1 | yes | 1.00 | Equipment | ELSHF14 | Scanbox | Scanbox (www.scanbox.se). C.O.O. Sweden | CIRCUM Hot/Cold-DSS, Alto-shaam, B.Pro, Moduline | CIRCUM Hot/Cold-DSS (dss-products.com), Alto-shaam (www.alto-shaam.com), B.Pro (www.bpro-solutions.com), Moduline (www.moduline.it) | Bk1 p169 | Mobile Hot Holding Trolley - 14 x GN 1/1 | Mobile Hot Holding Trolley - 14 X Gn 1/1 | area+ref
Book 1 | Basement - Hot Kitchen Area | MDA 16 | 3 | 3 | yes | 1.00 | Equipment | Maxx Pro EasyTouch C4 eT 20.10 ES | Convotherm | Convotherm (www.convotherm.com). C.O.O. Germany | Rational, Unox, Eloma, 'MKN | Rational (www.rational-online.com), Unox (www.unox.com), Eloma (www.eloma.com), 'MKN (www.mkn.com) | Bk1 p170 | Electric Combi Steamer 20 x 1/1 GN | Electric Combi Steamer 20 X 1/1 Gn | area+ref
Book 1 | Basement - Hot Kitchen Area | MDA 16a | 3 | 3 | yes | 1.00 | Equipment | Kleensteam CT | Everpure | Everpure (www.fendtech.ae/sales@fendtech.ae). C.O.O. USA | Culligan, So-Safe | Culligan(www.culligan.com), So-Safe (www.sosafe.com) | Bk1 p171 | Filter System For Combi Steamers & Countertop steamers | Filter System For Combi Steamers & Countertop Steamers | area+ref
Book 1 | Basement - Hot Kitchen Area | MDA 17 | 1 | 1 | yes | 1.00 | Equipment |  | MKN | MKN (www.mkn.com) | Electrolux, Bertos, Palux | Electrolux (www.electroux-professional.com),Bertos (www.bertos.com), Palux (www.palux.de) | Bk1 p172 | Flexi Chef Electric Bratt Pan Size 3 - 150 ltr | Flexi Chef Electric Bratt Pan Size 3 - 150 Ltr | area+ref
Book 1 | Basement - Hot Kitchen Area | MDA 18 | 1 | 1 | yes | 1.00 | Equipment |  | MKN | MKN (www.mkn.com) | Therma, Charvet, Ambach | Therma (www.professional.electrolux.com), Charvet (www.charvet.ae),Ambach (www.ambach.com) | Bk1 p173 | Electric Quick Boiling Kettle 100 ltr w/ Mixing Tap R 3/4" | Electric Quick Boiling Kettle 100 Ltr W/ Mixing Tap R 3/4" | area+ref
Book 1 | Basement - Hot Kitchen Area | MDA 19 | 2 | 2 | yes | 1.00 | Custom Fabrication |  | Prisma SPA, Rhine Kitchen - UAE, Pilsa SA, Al Barq - Shaleej Emainox - Filippo Rabadh - EMAN Ascobloc - Maik Sprint Qatar - Essam Wolf Qatar - Tony, Euro Trade Bahrain - Vassily Masria Egypt, Ginox - UAE, Ramadi Kitchen Dubai or CCE Quality Fabrication - UAE, Dolphin Kitchens .Al heloul al Haditha furniture LLC. only | Prisma SPA (+41 78677 6468), Rhine Kitchen - UAE (06 5326098), Pilsa SA (Pilsa.com), Al Barq - Shaleej +971547920080 http://www.albarqkitchen.com/, Emainox - Filippo +971 56 653 3433 https://emainox.it/, Rabadh - EMAN +966 53 871 1366 https://rabadh.com/, Ascobloc - Maik +49 172 205 5539 https://www.ascobloc.de/en/download/stainless-steel-furniture, Sprint Qatar - Essam +974 5586 7619 https://www.sprint-qatar.com/, Wolf Qatar - Tony +974 4444 2295, Euro Trade Bahrain - Vassily +97339911287 https://ecegroups.com/, Masria Egypt (0020 202-4610- 3325) , Ginox - UAE (07 2444567), Ramadi Kitchen Dubai (04 884 0555) or CCE (Commercial Catering Equipment Dubai) 050476 2200 info@ccedubai.com, Quality Fabrication - UAE (info@qualitygrp.net), Dolphin Kitchens (dolphin.kitchens@yahoo.com).Al heloul al Haditha furniture LLC. only. |  | No alternative manufacturer for this custom fabricated item | Bk1 p174 | Floor Channel with Odor Trap & Grating - 650mm x 900mm_As Per Plan | Floor Channel With Odor Trap & Grating - 650Mm X 900Mm_As Per Plan | area+ref
Book 1 | Basement - Hot Kitchen Area | MDA 20 | 1 | 1 | yes | 1.00 | Equipment |  | Ginox | Ginox (www.ginoxgroup.com) | GIF, Halton, EcoAir, Avante | GIF (www.gif-web.com), Halton (www.halton.com),EcoAir (www.ecoairventilation.com), Avante ( www.avanteuae.com) | Bk1 p175 | PerformAir Self Cleaning Hood - Wall Type (1 Skin) w/ Pulsair Extract 6463. Conditioned 21-23° C dehumidified supply air 5494 linear diffuser set 1 mtr. from edge of hood. Balance air from other areas 969. All in c3/h. | Performair Self Cleaning Hood - Wall Type (1 Skin) W/ Pulsair Extract 6463. Conditioned 21-23° C Dehumidified Supply Air 5494 Linear Diffuser Set 1 Mtr. From Edge Of Hood. Balance Air From Other Areas 969. All In C3/H. | area+ref
Book 1 | Basement - Hot Kitchen Area | MDA 21 | 1 | 1 | yes | 1.00 | Equipment | Avenger | Avenger System LLC / Falcon Fire & Safety Equip | Avenger System LLC / Falcon Fire & Safety Equip. (www.falconfireme.com) ; (sales@falconfireme.com). C.O.O. U.S.A. | Ansul, Synergy | Ansul (www.ansul.com), Synergy (international@swastiksynergy.com / www.swastiksynergy.com) | Bk1 p177 | Fire Suppression/Fighting System | Fire Suppression/Fighting System | area+ref
Book 1 | Basement - Hot Kitchen Area | MDA 22 | 1 | 1 | yes | 1.00 | Custom Fabrication |  | Prisma SPA, Rhine Kitchen - UAE, Pilsa SA, Al Barq - Shaleej Emainox - Filippo Rabadh - EMAN Ascobloc - Maik Sprint Qatar - Essam Wolf Qatar - Tony, Euro Trade Bahrain - Vassily Masria Egypt, Ginox - UAE, Ramadi Kitchen Dubai or CCE Quality Fabrication - UAE, Dolphin Kitchens .Al heloul al Haditha furniture LLC. only | Prisma SPA (+41 78677 6468), Rhine Kitchen - UAE (06 5326098), Pilsa SA (Pilsa.com), Al Barq - Shaleej +971547920080 http://www.albarqkitchen.com/, Emainox - Filippo +971 56 653 3433 https://emainox.it/, Rabadh - EMAN +966 53 871 1366 https://rabadh.com/, Ascobloc - Maik +49 172 205 5539 https://www.ascobloc.de/en/download/stainless-steel-furniture, Sprint Qatar - Essam +974 5586 7619 https://www.sprint-qatar.com/, Wolf Qatar - Tony +974 4444 2295, Euro Trade Bahrain - Vassily +97339911287 https://ecegroups.com/, Masria Egypt (0020 202-4610- 3325) , Ginox - UAE (07 2444567), Ramadi Kitchen Dubai (04 884 0555) or CCE (Commercial Catering Equipment Dubai) 050476 2200 info@ccedubai.com, Quality Fabrication - UAE (info@qualitygrp.net), Dolphin Kitchens (dolphin.kitchens@yahoo.com).Al heloul al Haditha furniture LLC. only. |  | No alternative manufacturer for this custom fabricated item | Bk1 p178 | Table - Centre Type with undershelf 2mm top * | Table - Centre Type With Undershelf 2Mm Top * | area+ref
Book 1 | Basement - Hot Kitchen Area | MDA 23 | 2 | 2 | yes | 1.00 | Equipment |  | Infrico | Infrico (www.infrico.com) | Williams, Destar | Williams (www.williams-refrigeration.co.uk)(sales@williamsdubai.ae, GINOX (www.ginoxgroup.com), Destar (www.destar-refrigeration.com ) | Bk1 p179 | Undercounter Freezer 1 Solid Door - 150L | Undercounter Freezer 1 Solid Door - 150L | area+ref
Book 1 | Basement - Hot Kitchen Area | MDA 24 | 1 | 1 | yes | 1.00 | Equipment |  | DESMON | DESMON (www.desmon.com.cn/ sales@desmon.com.cn) | TSSC, TCTI | TSSC (Sharjah) (www.tsscgroup.com), TCTI (www.tcti.net) | Bk1 p180 | Cold Room Water Chilled - Hot Kitchen Chiller 6 Sq Mtr | Cold Room Water Chilled - Hot Kitchen Chiller 6 Sq Mtr | area+ref
Book 1 | Basement - Hot Kitchen Area | MDA 24a | 3 | 3 | yes | 1.00 | Equipment | Cooler King | Humitech . Ireland | Humitech (www.fendtech.ae). C.O.O. Northern Ireland | Ecoroq Australia, Humico PTE of Singapore | Ecoroq Australia (steve@ecoroq.com.au), Humico PTE of Singapore (www.humico.com.sg) | Bk1 p181 | Environmental Standard( Low Power - Extended Food Life) - Mineral Absorber for Cold /Freezer Rooms | Environmental Standard( Low Power - Extended Food Life) - Mineral Absorber For Cold /Freezer Rooms | area+ref
Book 1 | Basement - Hot Kitchen Area | MDA 25 | 3 | 3 | yes | 1.00 | Equipment |  | Hupfer | Hupfer (www.hupfer.de) | DSS, Metro, Tournus, Tonon | DSS (www.dss-products.com / dannyk88@singnet.com.sg), Metro (www.intermetro.com), Tournus (www.tournus.com), Tonon (www.tonon.com) | Bk1 p182 | Anodized Aluminium Slatted 4 Tier Rack | Anodized Aluminium Slatted 4 Tier Rack | area+ref
Book 1 | Basement - Hot Kitchen Area | MDA 26 | 10 | 10 | yes | 1.00 | Equipment |  | Hupfer | Hupfer (www.hupfer.de) | Tonon, DSS, Metro | Tonon (www.tonon.com), DSS (www.dss-products.com), Metro (www.intermetro.com) | Bk1 p183 | Angle Ledge Trolley - Enclosed w Protective Cover | Angle Ledge Trolley - Enclosed W Protective Cover | area+ref
Book 1 | Basement - Hot Kitchen Area | MDA 27 | 1 | 1 | yes | 1.00 | Equipment |  | Infrico | Infrico (www.infrico.com) | Williams, Destar | Williams (www.williams-refrigeration.co.uk)(sales@williamsdubai.ae, GINOX (www.ginoxgroup.com), Destar (www.destar-refrigeration.com ) | Bk1 p184 | Upright Freezer- 1 Door GN 2/1 - 600L | Upright Freezer- 1 Door Gn 2/1 - 600L | area+ref
Book 1 | Basement - Hot Kitchen Area | MDA 28 | 2 | 2 | yes | 1.00 | Equipment |  | Infrico | Infrico (www.infrico.com) | Williams, Destar | Williams (www.williams-refrigeration.co.uk)(sales@williamsdubai.ae, GINOX (www.ginoxgroup.com), Destar (www.destar-refrigeration.com ) | Bk1 p185 | Upright Refrigerator - 1 Door GN 2/1 - 600 lt | Upright Refrigerator - 1 Door Gn 2/1 - 600 Lt | area+ref
Book 1 | Basement - Hot Kitchen Area | MDA 29 | 1 | 1 | yes | 1.00 | Equipment |  | Ginox | Ginox (www.ginoxgroup.com) | GIF, Halton, EcoAir, Avante | GIF (www.gif-web.com), Halton (www.halton.com),EcoAir (www.ecoairventilation.com), Avante ( www.avanteuae.com) | Bk1 p186 | PerformAir Self Cleaning Hood - Wall Type (1 Skin) w/ Pulsair Extract 1369. Conditioned 21-23° C dehumidified supply air 1164 linear diffuser set 1 mtr. from edge of hood. Balance air from other areas 205. All in c3/h. | Performair Self Cleaning Hood - Wall Type (1 Skin) W/ Pulsair Extract 1369. Conditioned 21-23° C Dehumidified Supply Air 1164 Linear Diffuser Set 1 Mtr. From Edge Of Hood. Balance Air From Other Areas 205. All In C3/H. | area+ref
Book 1 | Basement - Hot Kitchen Area | MDA 30 | 1 | 1 | yes | 1.00 | Equipment | Avenger | Avenger System LLC / Falcon Fire & Safety Equip | Avenger System LLC / Falcon Fire & Safety Equip. (www.falconfireme.com) ; (sales@falconfireme.com). C.O.O. U.S.A. | Ansul, Synergy | Ansul (www.ansul.com), Synergy (international@swastiksynergy.com / www.swastiksynergy.com) | Bk1 p188 | Fire Suppression/Fighting System | Fire Suppression/Fighting System | area+ref
Book 1 | Basement - Hot Kitchen Area | MDA 31 | 1 | 1 | yes | 1.00 | Equipment | 800 126 | Tournus | Tournus (www.tournus.com). C.O.O. France | 0 | 0 | Bk1 p189 | Stainless Steel Rack and Trays Dolleys with Handle | Stainless Steel Rack And Trays Dolleys With Handle | area+ref
Book 1 | Basement - Hot Kitchen Area | MDA 32 | 1 | 1 | yes | 1.00 | Equipment |  | MKN | MKN (www.mkn.com) | Therma, Charvet, Ambach | Therma (www.professional.electrolux.com), Charvet (www.charvet.ae),Ambach (www.ambach.com) | Bk1 p190 | Work Table | Work Table | area+ref
Book 1 | Basement - Hot Kitchen Area | MDA 33 | 1 | 1 | yes | 1.00 | Equipment |  | MKN | MKN (www.mkn.com) | Therma, Charvet, Ambach | Therma (www.professional.electrolux.com), Charvet (www.charvet.ae),Ambach (www.ambach.com) | Bk1 p191 | Electric Salamander Vario Intelligence | Electric Salamander Vario Intelligence | area+ref
Book 1 | Basement - Hot Kitchen Area | MDA 34 | 4 | 4 | yes | 1.00 | Equipment |  | MKN | MKN (www.mkn.com) | Therma, Charvet, Ambach | Therma (www.professional.electrolux.com), Charvet (www.charvet.ae),Ambach (www.ambach.com) | Bk1 p192 | Spreader Unit | Spreader Unit | area+ref
Book 1 | Basement - Hot Kitchen Area | MDA 35 | 1 | 1 | yes | 1.00 | Equipment |  | MKN | MKN (www.mkn.com) | Electrolux, Bertos, Palux | Electrolux (www.electroux-professional.com),Bertos (www.bertos.com), Palux (www.palux.de) | Bk1 p193 | 6 Burner Gas Range with Gas Oven 2/1 Gn | 6 Burner Gas Range With Gas Oven 2/1 Gn | area+ref
Book 1 | Basement - Hot Kitchen Area | MDA 36 | 1 | 1 | yes | 1.00 | Equipment |  | MKN | MKN (www.mkn.com) | Electrolux, Bertos, Palux | Electrolux (www.electroux-professional.com),Bertos (www.bertos.com), Palux (www.palux.de) | Bk1 p194 | Twin Well Fryer - Electric | Twin Well Fryer - Electric | area+ref
Book 1 | Basement - Hot Kitchen Area | MDA 37 | 1 | 1 | yes | 1.00 | Equipment |  | MKN | MKN (www.mkn.com) | Electrolux, Bertos, Palux | Electrolux (www.electroux-professional.com),Bertos (www.bertos.com), Palux (www.palux.de) | Bk1 p195 | Electric Griddle Plate 2 Supra Smooth with Powerblock | Electric Griddle Plate 2 Supra Smooth With Powerblock | area+ref
Book 1 | Basement - Hot Kitchen Area | MDA 38 | 1 | 1 | yes | 1.00 | Custom Fabrication |  | Prisma SPA, Rhine Kitchen - UAE, Pilsa SA, Al Barq - Shaleej Emainox - Filippo Rabadh - EMAN Ascobloc - Maik Sprint Qatar - Essam Wolf Qatar - Tony, Euro Trade Bahrain - Vassily Masria Egypt, Ginox - UAE, Ramadi Kitchen Dubai or CCE Quality Fabrication - UAE, Dolphin Kitchens .Al heloul al Haditha furniture LLC. only | Prisma SPA (+41 78677 6468), Rhine Kitchen - UAE (06 5326098), Pilsa SA (Pilsa.com), Al Barq - Shaleej +971547920080 http://www.albarqkitchen.com/, Emainox - Filippo +971 56 653 3433 https://emainox.it/, Rabadh - EMAN +966 53 871 1366 https://rabadh.com/, Ascobloc - Maik +49 172 205 5539 https://www.ascobloc.de/en/download/stainless-steel-furniture, Sprint Qatar - Essam +974 5586 7619 https://www.sprint-qatar.com/, Wolf Qatar - Tony +974 4444 2295, Euro Trade Bahrain - Vassily +97339911287 https://ecegroups.com/, Masria Egypt (0020 202-4610- 3325) , Ginox - UAE (07 2444567), Ramadi Kitchen Dubai (04 884 0555) or CCE (Commercial Catering Equipment Dubai) 050476 2200 info@ccedubai.com, Quality Fabrication - UAE (info@qualitygrp.net), Dolphin Kitchens (dolphin.kitchens@yahoo.com).Al heloul al Haditha furniture LLC. only. |  | No alternative manufacturer for this custom fabricated item | Bk1 p196 | Custom Service Panel and Overhead Pass Shelf -Slotted type* | Custom Service Panel And Overhead Pass Shelf -Slotted Type* | area+ref
Book 1 | Basement - Hot Kitchen Area | MDA 39 | 1 | 1 | yes | 1.00 | Equipment |  | MKN | MKN (www.mkn.com) | Therma, Charvet, Ambach | Therma (www.professional.electrolux.com), Charvet (www.charvet.ae),Ambach (www.ambach.com) | Bk1 p197 | Gas Lava Stone Grill Argentina 2 | Gas Lava Stone Grill Argentina 2 | area+ref
Book 1 | Basement - Hot Kitchen Area | MDA 40 | 1 | 1 | yes | 1.00 | Equipment |  | MKN | MKN (www.mkn.com) | Therma, Charvet, Ambach | Therma (www.professional.electrolux.com), Charvet (www.charvet.ae),Ambach (www.ambach.com) | Bk1 p198 | Solid Top w/ Gas Oven 2/1GN | Solid Top W/ Gas Oven 2/1Gn | area+ref
Book 1 | Basement - Hot Kitchen Area | MDA 41 | 1 | 1 | yes | 1.00 | Equipment |  | MKN | MKN (www.mkn.com) | Therma, Charvet, Ambach | Therma (www.professional.electrolux.com), Charvet (www.charvet.ae),Ambach (www.ambach.com) | Bk1 p199 | Electric Pasta Cooker | Electric Pasta Cooker | area+ref
Book 1 | Basement - Hot Kitchen Area | MDA 42 | 1 | 1 | yes | 1.00 | Equipment |  | Ginox | Ginox (www.ginoxgroup.com) | GIF, Halton, EcoAir, Avante | GIF (www.gif-web.com), Halton (www.halton.com),EcoAir (www.ecoairventilation.com), Avante ( www.avanteuae.com) | Bk1 p200 | PerformAir Self Cleaning Hood - Wall Type (1 Skin) w/ Pulsair Extract 16969. Conditioned 21-23° C dehumidified supply air 14424 linear diffuser set 1 mtr. from edge of hood. Balance air from other areas 2545. All in c3/h. | Performair Self Cleaning Hood - Wall Type (1 Skin) W/ Pulsair Extract 16969. Conditioned 21- 23° C Dehumidified Supply Air 14424 Linear Diffuser Set 1 Mtr. From Edge Of Hood. Balance Air From Other Areas 2545. All In C3/H. | area+ref
Book 1 | Basement - Hot Kitchen Area | MDA 43 | 1 | 1 | yes | 1.00 | Equipment | Avenger | Avenger System LLC / Falcon Fire & Safety Equip | Avenger System LLC / Falcon Fire & Safety Equip. (www.falconfireme.com) ; (sales@falconfireme.com). C.O.O. U.S.A. | Ansul, Synergy | Ansul (www.ansul.com), Synergy (international@swastiksynergy.com / www.swastiksynergy.com) | Bk1 p202 | Fire Suppression/Fighting System | Fire Suppression/Fighting System | area+ref
Book 1 | Basement - Hot Kitchen Area | MDA 44 | 1 | 1 | yes | 1.00 | Equipment |  | DESMON | DESMON (www.desmon.com.cn/ sales@desmon.com.cn) | TSSC, TCTI | TSSC (Sharjah) (www.tsscgroup.com), TCTI (www.tcti.net) | Bk1 p203 | Cold Room Water Chilled - HoldingChiller 8.5 Sq Mtr | Cold Room Water Chilled - Holdingchiller 8.5 Sq Mtr | area+ref
Book 1 | Basement - Hot Kitchen Area | MDA 45 | 1 | 1 | yes | 1.00 | Custom Fabrication |  | Prisma SPA, Rhine Kitchen - UAE, Pilsa SA, Al Barq - Shaleej Emainox - Filippo Rabadh - EMAN Ascobloc - Maik Sprint Qatar - Essam Wolf Qatar - Tony, Euro Trade Bahrain - Vassily Masria Egypt, Ginox - UAE, Ramadi Kitchen Dubai or CCE Quality Fabrication - UAE, Dolphin Kitchens .Al heloul al Haditha furniture LLC. only | Prisma SPA (+41 78677 6468), Rhine Kitchen - UAE (06 5326098), Pilsa SA (Pilsa.com), Al Barq - Shaleej +971547920080 http://www.albarqkitchen.com/, Emainox - Filippo +971 56 653 3433 https://emainox.it/, Rabadh - EMAN +966 53 871 1366 https://rabadh.com/, Ascobloc - Maik +49 172 205 5539 https://www.ascobloc.de/en/download/stainless-steel-furniture, Sprint Qatar - Essam +974 5586 7619 https://www.sprint-qatar.com/, Wolf Qatar - Tony +974 4444 2295, Euro Trade Bahrain - Vassily +97339911287 https://ecegroups.com/, Masria Egypt (0020 202-4610- 3325) , Ginox - UAE (07 2444567), Ramadi Kitchen Dubai (04 884 0555) or CCE (Commercial Catering Equipment Dubai) 050476 2200 info@ccedubai.com, Quality Fabrication - UAE (info@qualitygrp.net), Dolphin Kitchens (dolphin.kitchens@yahoo.com).Al heloul al Haditha furniture LLC. only. |  | No alternative manufacturer for this custom fabricated item | Bk1 p204 | Custom Fabricated Hot Cupboard with Sliding Door * | Custom Fabricated Hot Cupboard With Sliding Door * | area+ref
Book 1 | Basement - Bakery Area | JAA 2 | 2 | 2 | yes | 1.00 | Equipment | 806 382 | Tournus | Tournus (www.tournus.com). C.O.O. France | DSS, Sofinor, Eagle Group, Mechline | DSS (dss-products.com), Sofinor (www.sofinor.com), Eagle Group (www.eaglegrp.com), Mechline (www.mechline.com) | Bk1 p209 | Cantilevered wash hand basin - knee control | Cantilevered Wash Hand Basin - Knee Control | area+ref
Book 1 | Basement - Bakery Area | JAA 3 | 2 | 2 | yes | 1.00 | Equipment | EX 30S | Insectocutor | Insectocutor (www.pelsis.com, hygieneproducts@tte.ae) . C.O.O. UK | Branderburg, Johnson Group | Branderburg (www.b-one.com), Johnson Group (www.johnson-group.com.hk) | Bk1 p210 | Fly Killer - 100m2 Room Coverage to suit site | Fly Killer - 100M2 Room Coverage To Suit Site | area+ref
Book 1 | Basement - Bakery Area | JAA 4 | 2 | 2 | yes | 1.00 | Equipment | 1883552 (Streamline) | Rubbermaid | Rubbermaid(www.rubbermaid.com). C.O.O. U.S.A. | Carlisle, Green Revolution, Cosmoplast | Carlisle (www.carlislefsp.com), Green Revolution (www.green-revolution.in), Cosmoplast (www.cosmoplast.com) | Bk1 p211 | Mobile Waste Bin Slim Jim Step-On (Beige color) | Mobile Waste Bin Slim Jim Step-On (Beige Color) | area+ref
Book 1 | Basement - Bakery Area | JAA 5 | 1 | 1 | yes | 1.00 | Equipment | 816 422 | Tournus | Tournus (www.tournus.com). C.O.O. France | Sofinor, Bourgeat | Sofinor (www.sofinor.com), Bourgeat(www.bourgeat.fr) | Bk1 p212 | Knife Steriliser with UV Light -15 Knife 1 Door Cabinet with Magnetized Bar | Knife Steriliser With Uv Light -15 Knife 1 Door Cabinet With Magnetized Bar | area+ref
Book 1 | Basement - Bakery Area | JAA 6 | 1 | 1 | yes | 1.00 | Custom Fabrication |  | Prisma SPA, Rhine Kitchen - UAE, Pilsa SA, Al Barq - Shaleej Emainox - Filippo Rabadh - EMAN Ascobloc - Maik Sprint Qatar - Essam Wolf Qatar - Tony, Euro Trade Bahrain - Vassily Masria Egypt, Ginox - UAE, Ramadi Kitchen Dubai or CCE Quality Fabrication - UAE, Dolphin Kitchens .Al heloul al Haditha furniture LLC. only | Prisma SPA (+41 78677 6468), Rhine Kitchen - UAE (06 5326098), Pilsa SA (Pilsa.com), Al Barq - Shaleej +971547920080 http://www.albarqkitchen.com/, Emainox - Filippo +971 56 653 3433 https://emainox.it/, Rabadh - EMAN +966 53 871 1366 https://rabadh.com/, Ascobloc - Maik +49 172 205 5539 https://www.ascobloc.de/en/download/stainless-steel-furniture, Sprint Qatar - Essam +974 5586 7619 https://www.sprint-qatar.com/, Wolf Qatar - Tony +974 4444 2295, Euro Trade Bahrain - Vassily +97339911287 https://ecegroups.com/, Masria Egypt (0020 202-4610- 3325) , Ginox - UAE (07 2444567), Ramadi Kitchen Dubai (04 884 0555) or CCE (Commercial Catering Equipment Dubai) 050476 2200 info@ccedubai.com, Quality Fabrication - UAE (info@qualitygrp.net), Dolphin Kitchens (dolphin.kitchens@yahoo.com).Al heloul al Haditha furniture LLC. only. |  | No alternative manufacturer for this custom fabricated item | Bk1 p213 | Table - Wall Type with single bowl sink and undershelf 2mm top * | Table - Wall Type With Single Bowl Sink And Undershelf 2Mm Top * | area+ref
Book 1 | Basement - Bakery Area | JAA 6a | 1 | 1 | yes | 1.00 | Equipment | Various (B-0226-V15-WH4 + B-3950-01) | T&S Brass | T&S Brass (www.tsbrass.com). C.O.O. USA. | Klarco, Kraus | Klarco (www.klarco.com), Kraus(www.krausproducts.com) | Bk1 p214 | Faucet and other Attachments - Sink Unit | Faucet And Other Attachments - Sink Unit | area+ref
Book 1 | Basement - Bakery Area | JAA 7 | 2 | 2 | yes | 1.00 | Custom Fabrication |  | Prisma SPA, Rhine Kitchen - UAE, Pilsa SA, Al Barq - Shaleej Emainox - Filippo Rabadh - EMAN Ascobloc - Maik Sprint Qatar - Essam Wolf Qatar - Tony, Euro Trade Bahrain - Vassily Masria Egypt, Ginox - UAE, Ramadi Kitchen Dubai or CCE Quality Fabrication - UAE, Dolphin Kitchens .Al heloul al Haditha furniture LLC. only | Prisma SPA (+41 78677 6468), Rhine Kitchen - UAE (06 5326098), Pilsa SA (Pilsa.com), Al Barq - Shaleej +971547920080 http://www.albarqkitchen.com/, Emainox - Filippo +971 56 653 3433 https://emainox.it/, Rabadh - EMAN +966 53 871 1366 https://rabadh.com/, Ascobloc - Maik +49 172 205 5539 https://www.ascobloc.de/en/download/stainless-steel-furniture, Sprint Qatar - Essam +974 5586 7619 https://www.sprint-qatar.com/, Wolf Qatar - Tony +974 4444 2295, Euro Trade Bahrain - Vassily +97339911287 https://ecegroups.com/, Masria Egypt (0020 202-4610- 3325) , Ginox - UAE (07 2444567), Ramadi Kitchen Dubai (04 884 0555) or CCE (Commercial Catering Equipment Dubai) 050476 2200 info@ccedubai.com, Quality Fabrication - UAE (info@qualitygrp.net), Dolphin Kitchens (dolphin.kitchens@yahoo.com).Al heloul al Haditha furniture LLC. only. |  | No alternative manufacturer for this custom fabricated item | Bk1 p215 | Twin Open Wall Shelf * | Twin Open Wall Shelf * | area+ref
Book 1 | Basement - Bakery Area | JAA 8 | 1 | 1 | yes | 1.00 | Equipment |  | miwe | miwe (www.miwe.de) | Sveba Dahlen, Salva, Macpan | Sveba Dahlen (www.sveba-dahlen.com), Salva (www.salva.es), Macpan (www.macpan.com) | Bk1 p216 | 4 Tier Baking oven with Under proover - Mobile | 4 Tier Baking Oven With Under Proover - Mobile | area+ref
Book 1 | Basement - Bakery Area | JAA 8a | 1 | 1 | yes | 1.00 | Equipment | MRS-100 RO SYSTEM | Everpure | Everpure (www.fendtech.ae/sales@fendtech.ae). C.O.O. USA | Culligan, So-Safe | Culligan(www.culligan.com), So-Safe (www.sosafe.com) | Bk1 p217 | Filter System For Deck Ovens | Filter System For Deck Ovens | area+ref
Book 1 | Basement - Bakery Area | JAA 9 | 1 | 1 | yes | 1.00 | Custom Fabrication |  | Prisma SPA, Rhine Kitchen - UAE, Pilsa SA, Al Barq - Shaleej Emainox - Filippo Rabadh - EMAN Ascobloc - Maik Sprint Qatar - Essam Wolf Qatar - Tony, Euro Trade Bahrain - Vassily Masria Egypt, Ginox - UAE, Ramadi Kitchen Dubai or CCE Quality Fabrication - UAE, Dolphin Kitchens .Al heloul al Haditha furniture LLC. only | Prisma SPA (+41 78677 6468), Rhine Kitchen - UAE (06 5326098), Pilsa SA (Pilsa.com), Al Barq - Shaleej +971547920080 http://www.albarqkitchen.com/, Emainox - Filippo +971 56 653 3433 https://emainox.it/, Rabadh - EMAN +966 53 871 1366 https://rabadh.com/, Ascobloc - Maik +49 172 205 5539 https://www.ascobloc.de/en/download/stainless-steel-furniture, Sprint Qatar - Essam +974 5586 7619 https://www.sprint-qatar.com/, Wolf Qatar - Tony +974 4444 2295, Euro Trade Bahrain - Vassily +97339911287 https://ecegroups.com/, Masria Egypt (0020 202-4610- 3325) , Ginox - UAE (07 2444567), Ramadi Kitchen Dubai (04 884 0555) or CCE (Commercial Catering Equipment Dubai) 050476 2200 info@ccedubai.com, Quality Fabrication - UAE (info@qualitygrp.net), Dolphin Kitchens (dolphin.kitchens@yahoo.com).Al heloul al Haditha furniture LLC. only. |  | No alternative manufacturer for this custom fabricated item | Bk1 p218 | Table - Centre Type with undershelf and drawer nest. 2mm top _With Marble Top* | Table - Centre Type With Undershelf And Drawer Nest. 2Mm Top _With Marble Top* | area+ref
Book 1 | Basement - Bakery Area | JAA 10 | 1 | 1 | yes | 1.00 | Equipment | HW945-30 | ADE | ADE (www.ade-germany.de). C.O.O. Germany | Detecto, Cardinal | Detecto, Cardinal (www.cardinalscale.com) | Bk1 p219 | Table Top Electronic Scale - up to 30 kg | Table Top Electronic Scale - Up To 30 Kg | area+ref
Book 1 | Basement - Bakery Area | JAA 11 | 1 | 1 | yes | 1.00 | Equipment |  | Infrico | Infrico (www.infrico.com) | Williams, Destar | Williams (www.williams-refrigeration.co.uk)(sales@williamsdubai.ae, GINOX (www.ginoxgroup.com), Destar (www.destar-refrigeration.com ) | Bk1 p220 | Undercounter Refrigerator 1 Solid Door - 150L | Undercounter Refrigerator 1 Solid Door - 150L | area+ref
Book 1 | Basement - Bakery Area | JAA 12 | 3 | 3 | yes | 1.00 | Equipment | 124282 | Hupfer | Hupfer (www.hupfer.de). C.O.O. Germany | cambro | cambro (www.cambro.com) | Bk1 p221 | Ingredient Bin _Flour Bin | Ingredient Bin _Flour Bin | area+ref
Book 1 | Basement - Bakery Area | JAA 13 | 1 | 1 | yes | 1.00 | Equipment |  | Infrico | Infrico (www.infrico.com) | Williams, Destar | Williams (www.williams-refrigeration.co.uk)(sales@williamsdubai.ae, GINOX (www.ginoxgroup.com), Destar (www.destar-refrigeration.com ) | Bk1 p222 | Undercounter Freezer 1 Solid Door - 150L | Undercounter Freezer 1 Solid Door - 150L | area+ref
Book 1 | Basement - Bakery Area | JAA 14 | 1 | 1 | yes | 1.00 | Equipment | MPJ10011 | Pacojet | Pacojet (www.muddle-me.com). C.O.O. Switzerland | Pacojet Switzerland | Pacojet Switzerland | Bk1 p223 | Pacojet 4 | Pacojet 4 | area+ref
Book 1 | Basement - Bakery Area | JAA 15 | 1 | 1 | yes | 1.00 | Equipment | Thermomix | Thermomix | Thermomix. C.O.O. Germany | Hotmix Pro | www.vorwerk.com, www.superkitchenmachine.com, Hotmix Pro (www.hotmixpro.com) | Bk1 p224 | Combined Blender and Cooking System Tabletop | Combined Blender And Cooking System Tabletop | area+ref
Book 1 | Basement - Bakery Area | JAA 16 | 2 | 2 | yes | 1.00 | Equipment | N50A | Hobart | Hobart (www.hobart-export.com). C.O.O. USA | Powerline, Dito Sama | Powerline (www.powerlineequip.com), Dito Sama (www.ditosama.com) | Bk1 p225 | Table Top Mixer | Table Top Mixer | area+ref
Book 1 | Basement - Bakery Area | JAA 17 | 1 | 1 | yes | 1.00 | Equipment |  | Infrico | Infrico (www.infrico.com) | Williams, Destar | Williams (www.williams-refrigeration.co.uk)(sales@williamsdubai.ae, GINOX (www.ginoxgroup.com), Destar (www.destar-refrigeration.com ) | Bk1 p226 | Refrigerated Preparation Table - 2 Sections with 4 Drawers GN1/2 - for Bakery | Refrigerated Preparation Table - 2 Sections With 4 Drawers Gn1/2 - For Bakery | area+ref
Book 1 | Basement - Bakery Area | JAA 18 | 1 | 1 | yes | 1.00 | Equipment |  | miwe | miwe (www.miwe.de) | Sveba Dahlen, Salva, Macpan | Sveba Dahlen (www.sveba-dahlen.com), Salva (www.salva.es), Macpan (www.macpan.com) | Bk1 p227 | Small Baking Oven, Convection Oven with Steam Hood, lower drying cabinet | Small Baking Oven, Convection Oven With Steam Hood, Lower Drying Cabinet | area+ref
Book 1 | Basement - Bakery Area | JAA 18A | 1 | 1 | yes | 1.00 | Equipment | MRS-100 RO SYSTEM | Everpure | Everpure (www.fendtech.ae/sales@fendtech.ae). C.O.O. USA | Culligan, So-Safe | Culligan(www.culligan.com), So-Safe (www.sosafe.com) | Bk1 p228 | Filter System For Deck Ovens | Filter System For Deck Ovens | area+ref
Book 1 | Basement - Bakery Area | JAA 19 | 2 | 2 | yes | 1.00 | Equipment |  | MKN | MKN (www.mkn.com) | Therma, Charvet, Ambach | Therma (www.professional.electrolux.com), Charvet (www.charvet.ae),Ambach (www.ambach.com) | Bk1 p229 | Spreader Unit | Spreader Unit | area+ref
Book 1 | Basement - Bakery Area | JAA 20 | 1 | 1 | yes | 1.00 | Equipment |  | MKN | MKN (www.mkn.com) | Therma, Charvet, Ambach | Therma (www.professional.electrolux.com), Charvet (www.charvet.ae),Ambach (www.ambach.com) | Bk1 p230 | Electric Range Vitro 2 Zone | Electric Range Vitro 2 Zone | area+ref
Book 1 | Basement - Bakery Area | JAA 21 | 1 | 1 | yes | 1.00 | Equipment |  | MKN | MKN (www.mkn.com) | Electrolux, Bertos, Palux | Electrolux (www.electroux-professional.com),Bertos (www.bertos.com), Palux (www.palux.de) | Bk1 p231 | Electric Deep Fat Fryer -30 ltrs | Electric Deep Fat Fryer -30 Ltrs | area+ref
Book 1 | Basement - Bakery Area | JAA 22 | 1 | 1 | yes | 1.00 | Equipment |  | Ginox | Ginox (www.ginoxgroup.com) | GIF, Halton, EcoAir, Avante | GIF (www.gif-web.com), Halton (www.halton.com),EcoAir (www.ecoairventilation.com), Avante ( www.avanteuae.com) | Bk1 p232 | PerformAir Self Cleaning Hood - Wall Type (1 Skin) w/ Pulsair Extract 1968. Conditioned 21-23° C dehumidified supply air 1673 linear diffuser set 1 mtr. from edge of hood. Balance air from other areas 295. All in c3/h. | Performair Self Cleaning Hood - Wall Type (1 Skin) W/ Pulsair Extract 1968. Conditioned 21-23° C Dehumidified Supply Air 1673 Linear Diffuser Set 1 Mtr. From Edge Of Hood. Balance Air From Other Areas 295. All In C3/H. | area+ref
Book 1 | Basement - Bakery Area | JAA 23 | 1 | 1 | yes | 1.00 | Equipment | Avenger | Avenger System LLC / Falcon Fire & Safety Equip | Avenger System LLC / Falcon Fire & Safety Equip. (www.falconfireme.com) ; (sales@falconfireme.com). C.O.O. U.S.A. | Ansul, Synergy | Ansul (www.ansul.com), Synergy (international@swastiksynergy.com / www.swastiksynergy.com) | Bk1 p234 | Fire Suppression/Fighting System | Fire Suppression/Fighting System | area+ref
Book 1 | Basement - Bakery Area | JAA 24 | 8 | 8 | yes | 1.00 | Equipment | 119022 | Hupfer | Hupfer (www.hupfer.de). C.O.O. Germany | DSS, Metro, Tonon | DSS (www.dss-products.com), Metro (www.intermetro.com), Tonon (www.tonon.com) | Bk1 p235 | Angle Ledge Trolley For Bakery Trays _Some not Shown | Angle Ledge Trolley For Bakery Trays _Some Not Shown | area+ref
Book 1 | Basement - Bakery Area | JAA 25 | 2 | 2 | yes | 1.00 | Equipment |  | Hupfer | Hupfer (www.hupfer.de) | DSS, Metro, Tournus, Tonon | DSS (www.dss-products.com / dannyk88@singnet.com.sg), Metro (www.intermetro.com), Tournus (www.tournus.com), Tonon (www.tonon.com) | Bk1 p236 | Anodized Aluminium Slatted 4 Tier Rack | Anodized Aluminium Slatted 4 Tier Rack | area+ref
Book 1 | Basement - Bakery Area | JAA 26 | 2 | 2 | yes | 1.00 | Equipment |  | Infrico | Infrico (www.infrico.com) | Williams, Destar | Williams (www.williams-refrigeration.co.uk)(sales@williamsdubai.ae, GINOX (www.ginoxgroup.com), Destar (www.destar-refrigeration.com ) | Bk1 p237 | Upright Dual Temperature Refrigerator/Freezer - 2 Doors GN 2/1 - 1400L | Upright Dual Temperature Refrigerator/Freezer - 2 Doors Gn 2/1 - 1400L | area+ref
Book 1 | Basement - Bakery Area | JAA 27 | 2 | 2 | yes | 1.00 | Equipment |  | Infrico | Infrico (www.infrico.com) | Williams, Destar | Williams (www.williams-refrigeration.co.uk)(sales@williamsdubai.ae, GINOX (www.ginoxgroup.com), Destar (www.destar-refrigeration.com ) | Bk1 p239 | Upright Refrigerator - 2 Doors GN 2/1 - 1400L | Upright Refrigerator - 2 Doors Gn 2/1 - 1400L | area+ref
Book 1 | Basement - Bakery Area | JAA 28 | 1 | 1 | yes | 1.00 | Equipment | MF70.1 PLUS | Irinox | Irinox (www.irinox.com). C.O.O. Italy | Williams, Ginox | Williams, Ginox | Bk1 p241 | Self-Contained Reach in Blast Chiller and Shock Freezer 70kg - Air Cooled | Self-Contained Reach In Blast Chiller And Shock Freezer 70Kg - Air Cooled | area+ref
Book 1 | Basement - Bakery Area | JAA 31 | 1 | 1 | yes | 1.00 | Custom Fabrication |  | Prisma SPA, Rhine Kitchen - UAE, Pilsa SA, Al Barq - Shaleej Emainox - Filippo Rabadh - EMAN Ascobloc - Maik Sprint Qatar - Essam Wolf Qatar - Tony, Euro Trade Bahrain - Vassily Masria Egypt, Ginox - UAE, Ramadi Kitchen Dubai or CCE Quality Fabrication - UAE, Dolphin Kitchens .Al heloul al Haditha furniture LLC. only | Prisma SPA (+41 78677 6468), Rhine Kitchen - UAE (06 5326098), Pilsa SA (Pilsa.com), Al Barq - Shaleej +971547920080 http://www.albarqkitchen.com/, Emainox - Filippo +971 56 653 3433 https://emainox.it/, Rabadh - EMAN +966 53 871 1366 https://rabadh.com/, Ascobloc - Maik +49 172 205 5539 https://www.ascobloc.de/en/download/stainless-steel-furniture, Sprint Qatar - Essam +974 5586 7619 https://www.sprint-qatar.com/, Wolf Qatar - Tony +974 4444 2295, Euro Trade Bahrain - Vassily +97339911287 https://ecegroups.com/, Masria Egypt (0020 202-4610- 3325) , Ginox - UAE (07 2444567), Ramadi Kitchen Dubai (04 884 0555) or CCE (Commercial Catering Equipment Dubai) 050476 2200 info@ccedubai.com, Quality Fabrication - UAE (info@qualitygrp.net), Dolphin Kitchens (dolphin.kitchens@yahoo.com).Al heloul al Haditha furniture LLC. only. |  | No alternative manufacturer for this custom fabricated item | Bk1 p244 | Utensil & Board Twin Bowl Sink * | Utensil & Board Twin Bowl Sink * | area+ref
Book 1 | Basement - Bakery Area | JAA 31A | 1 | 1 | yes | 1.00 | Equipment | Various (B-0114-01B-WH4 + B-3950-01) | T&S Brass | T&S Brass (www.tsbrass.com). C.O.O. USA. | Klarco, Kraus | Klarco (www.klarco.com), Kraus(www.krausproducts.com) | Bk1 p245 | Faucet and other Attachments -Spray Faucet | Faucet And Other Attachments -Spray Faucet | area+ref
Book 1 | Basement - Bakery Area | JAA 32 | 2 | 2 | yes | 1.00 | Custom Fabrication |  | Prisma SPA, Rhine Kitchen - UAE, Pilsa SA, Al Barq - Shaleej Emainox - Filippo Rabadh - EMAN Ascobloc - Maik Sprint Qatar - Essam Wolf Qatar - Tony, Euro Trade Bahrain - Vassily Masria Egypt, Ginox - UAE, Ramadi Kitchen Dubai or CCE Quality Fabrication - UAE, Dolphin Kitchens .Al heloul al Haditha furniture LLC. only | Prisma SPA (+41 78677 6468), Rhine Kitchen - UAE (06 5326098), Pilsa SA (Pilsa.com), Al Barq - Shaleej +971547920080 http://www.albarqkitchen.com/, Emainox - Filippo +971 56 653 3433 https://emainox.it/, Rabadh - EMAN +966 53 871 1366 https://rabadh.com/, Ascobloc - Maik +49 172 205 5539 https://www.ascobloc.de/en/download/stainless-steel-furniture, Sprint Qatar - Essam +974 5586 7619 https://www.sprint-qatar.com/, Wolf Qatar - Tony +974 4444 2295, Euro Trade Bahrain - Vassily +97339911287 https://ecegroups.com/, Masria Egypt (0020 202-4610- 3325) , Ginox - UAE (07 2444567), Ramadi Kitchen Dubai (04 884 0555) or CCE (Commercial Catering Equipment Dubai) 050476 2200 info@ccedubai.com, Quality Fabrication - UAE (info@qualitygrp.net), Dolphin Kitchens (dolphin.kitchens@yahoo.com).Al heloul al Haditha furniture LLC. only. |  | No alternative manufacturer for this custom fabricated item | Bk1 p246 | Custom Overhead Pot Rack * | Custom Overhead Pot Rack * | area+ref
Book 1 | Basement - Bakery Area | JAA 33 | 1 | 1 | yes | 1.00 | Equipment | Ambion 100 | HVAC Plasmaclean | HVAC Plasmaclean (MGK +971 4 396 8264). C.O.O. UK | Mechline Hygenikx, Aerox | Mechline Hygenikx (www.mechline.com.hgx/), Aerox (www.aeroxinjector.com) | Bk1 p247 | Plasma Ionisation Smell Reduction Unit | Plasma Ionisation Smell Reduction Unit | area+ref
Book 1 | Basement - Bakery Area | JAA 34 | 1 | 1 | yes | 1.00 | Equipment | B-7142-01 | T&S Brass | T&S Brass (www.tsbrass.com). C.O.O. USA. | Klarco, Randell | Klarco (www.klarco.com), Randell | Bk1 p248 | Retractable Open Hose Reel, Stainless Steel - 50' Hose Length (15M) | Retractable Open Hose Reel, Stainless Steel - 50' Hose Length (15M) | area+ref
Book 1 | Basement - Cold Kitchen Area | CDK 2 | 1 | 1 | yes | 1.00 | Equipment | ELSCC14 | Scanbox | Scanbox (www.scanbox.se). C.O.O. Sweden | CIRCUM Hot/Cold-DSS, Alto-shaam, B.Pro, Moduline | CIRCUM Hot/Cold-DSS (dss-products.com), Alto-shaam (www.alto-shaam.com), B.Pro (www.bpro-solutions.com), Moduline (www.moduline.it) | Bk1 p251 | Mobile Refrigerated Holding Trolley Single Door - 14 GN1/1 | Mobile Refrigerated Holding Trolley Single Door - 14 Gn1/1 | area+ref
Book 1 | Basement - Cold Kitchen Area | CDK 3 | 1 | 1 | yes | 1.00 | Equipment | EX 30S | Insectocutor | Insectocutor (www.pelsis.com, hygieneproducts@tte.ae) . C.O.O. UK | Branderburg, Johnson Group | Branderburg (www.b-one.com), Johnson Group (www.johnson-group.com.hk) | Bk1 p252 | Fly Killer - 100m2 Room Coverage to suit site | Fly Killer - 100M2 Room Coverage To Suit Site | area+ref
Book 1 | Basement - Cold Kitchen Area | CDK 4 | 1 | 1 | yes | 1.00 | Equipment | 1883552 (Streamline) | Rubbermaid | Rubbermaid(www.rubbermaid.com). C.O.O. U.S.A. | Carlisle, Green Revolution, Cosmoplast | Carlisle (www.carlislefsp.com), Green Revolution (www.green-revolution.in), Cosmoplast (www.cosmoplast.com) | Bk1 p253 | Mobile Waste Bin Slim Jim Step-On (Beige color) | Mobile Waste Bin Slim Jim Step-On (Beige Color) | area+ref
Book 1 | Basement - Cold Kitchen Area | CDK 5 | 1 | 1 | yes | 1.00 | Custom Fabrication |  | Prisma SPA, Rhine Kitchen - UAE, Pilsa SA, Al Barq - Shaleej Emainox - Filippo Rabadh - EMAN Ascobloc - Maik Sprint Qatar - Essam Wolf Qatar - Tony, Euro Trade Bahrain - Vassily Masria Egypt, Ginox - UAE, Ramadi Kitchen Dubai or CCE Quality Fabrication - UAE, Dolphin Kitchens .Al heloul al Haditha furniture LLC. only | Prisma SPA (+41 78677 6468), Rhine Kitchen - UAE (06 5326098), Pilsa SA (Pilsa.com), Al Barq - Shaleej +971547920080 http://www.albarqkitchen.com/, Emainox - Filippo +971 56 653 3433 https://emainox.it/, Rabadh - EMAN +966 53 871 1366 https://rabadh.com/, Ascobloc - Maik +49 172 205 5539 https://www.ascobloc.de/en/download/stainless-steel-furniture, Sprint Qatar - Essam +974 5586 7619 https://www.sprint-qatar.com/, Wolf Qatar - Tony +974 4444 2295, Euro Trade Bahrain - Vassily +97339911287 https://ecegroups.com/, Masria Egypt (0020 202-4610- 3325) , Ginox - UAE (07 2444567), Ramadi Kitchen Dubai (04 884 0555) or CCE (Commercial Catering Equipment Dubai) 050476 2200 info@ccedubai.com, Quality Fabrication - UAE (info@qualitygrp.net), Dolphin Kitchens (dolphin.kitchens@yahoo.com).Al heloul al Haditha furniture LLC. only. |  | No alternative manufacturer for this custom fabricated item | Bk1 p254 | Table - Wall Type with inset wash hand basin (pull out bin beneath) and inset sink and undershelf. 2mm top * | Table - Wall Type With Inset Wash Hand Basin (Pull Out Bin Beneath) And Inset Sink And Undershelf. 2Mm Top * | area+ref
Book 1 | Basement - Cold Kitchen Area | CDK 5a | 1 | 1 | yes | 1.00 | Equipment | Various (EC-3142-VF05 + B-0226-V15-WH4 + B-3950-01) | T&S Brass | T&S Brass (www.tsbrass.com). C.O.O. USA. | Klarco, Kraus | Klarco (www.klarco.com), Kraus(www.krausproducts.com) | Bk1 p255 | Faucet and other Attachments - Preparation Table | Faucet And Other Attachments - Preparation Table | area+ref
Book 1 | Basement - Cold Kitchen Area | CDK 6 | 1 | 1 | yes | 1.00 | Equipment | 816 423 | Tournus | Tournus (www.tournus.com). C.O.O. France | Sofinor, ISS( | Sofinor (www.sofinor.com), ISS(www.issdesigns.com | Bk1 p256 | Knife Steriliser UV Light 25 Knives | Knife Steriliser Uv Light 25 Knives | area+ref
Book 1 | Basement - Cold Kitchen Area | CDK 7 | 1 | 1 | yes | 1.00 | Equipment | Thermomix | Thermomix | Thermomix. C.O.O. Germany | Hotmix Pro | www.vorwerk.com, www.superkitchenmachine.com, Hotmix Pro (www.hotmixpro.com) | Bk1 p257 | Combined Blender and Cooking System Tabletop | Combined Blender And Cooking System Tabletop | area+ref
Book 1 | Basement - Cold Kitchen Area | CDK 8 | 1 | 1 | yes | 1.00 | Equipment | R5 VV | Robot Coupe | Robot Coupe (www.robot-coupe.com). C.O.O. France | Hobart, Dito Sama | Hobart(www.hobartcorp.com), Dito Sama (www.ditosama.com) | Bk1 p258 | Food Processor 5.5 ltr Variable Speed | Food Processor 5.5 Ltr Variable Speed | area+ref
Book 1 | Basement - Cold Kitchen Area | CDK 9 | 1 | 1 | yes | 1.00 | Equipment | X13AE-PLUS | Berkel | Berkel (www.theberkelworld.com). C.O.O. UK | Powerline, Hobart | Powerline, Hobart | Bk1 p259 | Automatic Meat Slicer | Automatic Meat Slicer | area+ref
Book 1 | Basement - Cold Kitchen Area | CDK 10 | 1 | 1 | yes | 1.00 | Equipment |  | Infrico | Infrico (www.infrico.com) | Williams, Destar | Williams (www.williams-refrigeration.co.uk)(sales@williamsdubai.ae, GINOX (www.ginoxgroup.com), Destar (www.destar-refrigeration.com ) | Bk1 p260 | Refrigerated Preparation Table - 2 Sections with 4 Drawers GN1/2 | Refrigerated Preparation Table - 2 Sections With 4 Drawers Gn1/2 | area+ref
Book 1 | Basement - Cold Kitchen Area | CDK 11 | 4 | 4 | yes | 1.00 | Custom Fabrication |  | Prisma SPA, Rhine Kitchen - UAE, Pilsa SA, Al Barq - Shaleej Emainox - Filippo Rabadh - EMAN Ascobloc - Maik Sprint Qatar - Essam Wolf Qatar - Tony, Euro Trade Bahrain - Vassily Masria Egypt, Ginox - UAE, Ramadi Kitchen Dubai or CCE Quality Fabrication - UAE, Dolphin Kitchens .Al heloul al Haditha furniture LLC. only | Prisma SPA (+41 78677 6468), Rhine Kitchen - UAE (06 5326098), Pilsa SA (Pilsa.com), Al Barq - Shaleej +971547920080 http://www.albarqkitchen.com/, Emainox - Filippo +971 56 653 3433 https://emainox.it/, Rabadh - EMAN +966 53 871 1366 https://rabadh.com/, Ascobloc - Maik +49 172 205 5539 https://www.ascobloc.de/en/download/stainless-steel-furniture, Sprint Qatar - Essam +974 5586 7619 https://www.sprint-qatar.com/, Wolf Qatar - Tony +974 4444 2295, Euro Trade Bahrain - Vassily +97339911287 https://ecegroups.com/, Masria Egypt (0020 202-4610- 3325) , Ginox - UAE (07 2444567), Ramadi Kitchen Dubai (04 884 0555) or CCE (Commercial Catering Equipment Dubai) 050476 2200 info@ccedubai.com, Quality Fabrication - UAE (info@qualitygrp.net), Dolphin Kitchens (dolphin.kitchens@yahoo.com).Al heloul al Haditha furniture LLC. only. |  | No alternative manufacturer for this custom fabricated item | Bk1 p261 | Single Wall Shelf * | Single Wall Shelf * | area+ref
Book 1 | Basement - Cold Kitchen Area | CDK 12 | 1 | 1 | yes | 1.00 | Equipment |  | Infrico | Infrico (www.infrico.com) | Williams, Destar | Williams (www.williams-refrigeration.co.uk)(sales@williamsdubai.ae, GINOX (www.ginoxgroup.com), Destar (www.destar-refrigeration.com ) | Bk1 p262 | Upright Dual Temp Refrigerator/Freezer- 2 Half Doors GN 2/1 -700L | Upright Dual Temp Refrigerator/Freezer- 2 Half Doors Gn 2/1 -700L | area+ref
Book 1 | Basement - Cold Kitchen Area | CDK 13 | 1 | 1 | yes | 1.00 | Custom Fabrication |  | Prisma SPA, Rhine Kitchen - UAE, Pilsa SA, Al Barq - Shaleej Emainox - Filippo Rabadh - EMAN Ascobloc - Maik Sprint Qatar - Essam Wolf Qatar - Tony, Euro Trade Bahrain - Vassily Masria Egypt, Ginox - UAE, Ramadi Kitchen Dubai or CCE Quality Fabrication - UAE, Dolphin Kitchens .Al heloul al Haditha furniture LLC. only | Prisma SPA (+41 78677 6468), Rhine Kitchen - UAE (06 5326098), Pilsa SA (Pilsa.com), Al Barq - Shaleej +971547920080 http://www.albarqkitchen.com/, Emainox - Filippo +971 56 653 3433 https://emainox.it/, Rabadh - EMAN +966 53 871 1366 https://rabadh.com/, Ascobloc - Maik +49 172 205 5539 https://www.ascobloc.de/en/download/stainless-steel-furniture, Sprint Qatar - Essam +974 5586 7619 https://www.sprint-qatar.com/, Wolf Qatar - Tony +974 4444 2295, Euro Trade Bahrain - Vassily +97339911287 https://ecegroups.com/, Masria Egypt (0020 202-4610- 3325) , Ginox - UAE (07 2444567), Ramadi Kitchen Dubai (04 884 0555) or CCE (Commercial Catering Equipment Dubai) 050476 2200 info@ccedubai.com, Quality Fabrication - UAE (info@qualitygrp.net), Dolphin Kitchens (dolphin.kitchens@yahoo.com).Al heloul al Haditha furniture LLC. only. |  | No alternative manufacturer for this custom fabricated item | Bk1 p263 | Table - Wall Type with undershelf and drawer nest 2 mm top * | Table - Wall Type With Undershelf And Drawer Nest 2 Mm Top * | area+ref
Book 1 | Basement - Cold Kitchen Area | CDK 14 | 1 | 1 | yes | 1.00 | Equipment |  | Infrico | Infrico (www.infrico.com) | Williams, Destar | Williams (www.williams-refrigeration.co.uk)(sales@williamsdubai.ae, GINOX (www.ginoxgroup.com), Destar (www.destar-refrigeration.com ) | Bk1 p264 | Undercounter Freezer 1 Solid Door - 150L | Undercounter Freezer 1 Solid Door - 150L | area+ref
Book 1 | Basement - Cold Kitchen Area | CDK 15 | 1 | 1 | yes | 1.00 | Equipment | MPJ10011 | Pacojet | Pacojet (www.muddle-me.com). C.O.O. Switzerland | Pacojet Switzerland | Pacojet Switzerland | Bk1 p265 | Pacojet 4 | Pacojet 4 | area+ref
Book 1 | Basement - Cold Kitchen Area | CDK 16 | 1 | 1 | yes | 1.00 | Equipment |  | Infrico | Infrico (www.infrico.com) | Williams, Destar | Williams (www.williams-refrigeration.co.uk)(sales@williamsdubai.ae, GINOX (www.ginoxgroup.com), Destar (www.destar-refrigeration.com ) | Bk1 p266 | Saladette Unit Cap. 3x1/3 Pans and 1x1/2 pans - Stainless Cover _on shelf | Saladette Unit Cap. 3X1/3 Pans And 1X1/2 Pans - Stainless Cover _On Shelf | area+ref
Book 1 | Basement - Cold Kitchen Area | CDK 17 | 1 | 1 | yes | 1.00 | Equipment | 500-2D | Alto-Shaam | Alto-Shaam (sales.mea@alto-shaam.com). C.O.O. U.S.A. | CIRCUM Hot/Cold-DSS, Hatco, Moffats, B.Pro | CIRCUM Hot/Cold-DSS (dss-products.com), Hatco (www.hatcocorp.com), Moffats (www.moffat.com), B.Pro(www.bpro-solutions.com) | Bk1 p267 | Twin Drawer Undercounter Warmer | Twin Drawer Undercounter Warmer | area+ref
Book 1 | Basement - Cold Kitchen Area | CDK 18 | 1 | 1 | yes | 1.00 | Equipment | Double Panini | Roller grill | Roller grill (www.roller-grill.com). C.O.O. France | Waring, Avantco | Waring (www.waringcommercialproducts.com), Avantco (www.avantcoequipment.com) | Bk1 p268 | Double Panini Contact Grill | Double Panini Contact Grill | area+ref
Book 1 | Basement - Cold Kitchen Area | CDK 19 | 2 | 2 | yes | 1.00 | Equipment |  | Infrico | Infrico (www.infrico.com) | Williams, Destar | Williams (www.williams-refrigeration.co.uk)(sales@williamsdubai.ae, GINOX (www.ginoxgroup.com), Destar (www.destar-refrigeration.com ) | Bk1 p269 | Undercounter Refrigerator 1 Solid Door - 150L | Undercounter Refrigerator 1 Solid Door - 150L | area+ref
Book 1 | Basement - Cold Kitchen Area | CDK 23 | 1 | 1 | yes | 1.00 | Equipment | IM 240AWNE + B-210SA | Hoshizaki | Hoshizaki(www.hoshizaki.ae). C.O.O. UK | Scotsman, Ice-O-Matic, Manitowoc | Scotsman(www.scotsman-ice.com), Ice-O-Matic (www.iceomatic.com), Manitowoc(www.manitowocice.com) | Bk1 p273 | Ice Cuber 240 kg/day w/ 217kg Bin - Water Cooled | Ice Cuber 240 Kg/Day W/ 217Kg Bin - Water Cooled | area+ref
Book 1 | Basement - Cold Kitchen Area | CDK 24 | 1 | 1 | yes | 1.00 | Equipment | FM-300AKE-HC-SB + B-210SA | Hoshizaki | Hoshizaki(www.hoshizaki.ae). C.O.O. UK | Scotsman, Ice-O-Matic, Manitowoc | Scotsman(www.scotsman-ice.com), Ice-O-Matic (www.iceomatic.com), Manitowoc(www.manitowocice.com) | Bk1 p274 | Upright Ice Flaker Machine 300kg/day with 210kg Bin - Air cooled | Upright Ice Flaker Machine 300Kg/Day With 210Kg Bin - Air Cooled | area+ref
Book 1 | Basement - Cold Kitchen Area | CDK 24a | 2 | 2 | yes | 1.00 | Equipment | Insurice Triple-i4000² System | Everpure | Everpure (www.fendtech.ae/sales@fendtech.ae). C.O.O. USA | Culligan, So-Safe | Culligan(www.culligan.com), So-Safe (www.sosafe.com) | Bk1 p275 | Filter System For Ice Production Machines | Filter System For Ice Production Machines | area+ref
Book 1 | Basement - Cold Kitchen Area | CDK 25 | 2 | 2 | yes | 1.00 | Equipment | ICS100L | Cambro | Cambro(www.cambro.com),(webmaster@cambro.com). C.O.O. U.S.A. | Carlisle, Metro | Carlisle (www.carlislefsp.com), Metro (www.metro.com) | Bk1 p276 | 46 kg Capacity Polymer Insulated Mobile Ice Dolly with Wheels and Insulated Sliding Lid _Some not Shown | 46 Kg Capacity Polymer Insulated Mobile Ice Dolly With Wheels And Insulated Sliding Lid _Some Not Shown | area+ref
Book 1 | Basement - Room Service Assembly | RMS 1 | 1 | 1 | yes | 1.00 | Custom Fabrication |  | Prisma SPA, Rhine Kitchen - UAE, Pilsa SA, Al Barq - Shaleej Emainox - Filippo Rabadh - EMAN Ascobloc - Maik Sprint Qatar - Essam Wolf Qatar - Tony, Euro Trade Bahrain - Vassily Masria Egypt, Ginox - UAE, Ramadi Kitchen Dubai or CCE Quality Fabrication - UAE, Dolphin Kitchens .Al heloul al Haditha furniture LLC. only | Prisma SPA (+41 78677 6468), Rhine Kitchen - UAE (06 5326098), Pilsa SA (Pilsa.com), Al Barq - Shaleej +971547920080 http://www.albarqkitchen.com/, Emainox - Filippo +971 56 653 3433 https://emainox.it/, Rabadh - EMAN +966 53 871 1366 https://rabadh.com/, Ascobloc - Maik +49 172 205 5539 https://www.ascobloc.de/en/download/stainless-steel-furniture, Sprint Qatar - Essam +974 5586 7619 https://www.sprint-qatar.com/, Wolf Qatar - Tony +974 4444 2295, Euro Trade Bahrain - Vassily +97339911287 https://ecegroups.com/, Masria Egypt (0020 202-4610- 3325) , Ginox - UAE (07 2444567), Ramadi Kitchen Dubai (04 884 0555) or CCE (Commercial Catering Equipment Dubai) 050476 2200 info@ccedubai.com, Quality Fabrication - UAE (info@qualitygrp.net), Dolphin Kitchens (dolphin.kitchens@yahoo.com).Al heloul al Haditha furniture LLC. only. |  | No alternative manufacturer for this custom fabricated item | Bk1 p278 | Floor Channel with Odor Trap & Grating - 1050mm As Per Plan | Floor Channel With Odor Trap & Grating - 1050Mm As Per Plan | area+ref
Book 1 | Basement - Room Service Assembly | RMS 2 | 1 | 1 | yes | 1.00 | Equipment | 806 382 | Tournus | Tournus (www.tournus.com). C.O.O. France | DSS, Sofinor, Eagle Group, Mechline | DSS (dss-products.com), Sofinor (www.sofinor.com), Eagle Group (www.eaglegrp.com), Mechline (www.mechline.com) | Bk1 p279 | Cantilevered wash hand basin - knee control | Cantilevered Wash Hand Basin - Knee Control | area+ref
Book 1 | Basement - Room Service Assembly | RMS 3 | 1 | 1 | yes | 1.00 | Equipment | EX 30S | Insectocutor | Insectocutor (www.pelsis.com, hygieneproducts@tte.ae) . C.O.O. UK | Branderburg, Johnson Group | Branderburg (www.b-one.com), Johnson Group (www.johnson-group.com.hk) | Bk1 p280 | Fly Killer - 100m2 Room Coverage to suit site | Fly Killer - 100M2 Room Coverage To Suit Site | area+ref
Book 1 | Basement - Room Service Assembly | RMS 4 | 1 | 1 | yes | 1.00 | Equipment | 2620 | Rubbermaid | Rubbermaid(www.rubbermaid.com). C.O.O. U.S.A. | Cambro, Trolly and Bin | Cambro (www.cambro.com), Trolly and Bin (www.trollyandbin.co.za) | Bk1 p281 | Mobile Waste Bin - Brute Undercounter | Mobile Waste Bin - Brute Undercounter | area+ref
Book 1 | Basement - Room Service Assembly | RMS 5 | 1 | 1 | yes | 1.00 | Custom Fabrication |  | Prisma SPA, Rhine Kitchen - UAE, Pilsa SA, Al Barq - Shaleej Emainox - Filippo Rabadh - EMAN Ascobloc - Maik Sprint Qatar - Essam Wolf Qatar - Tony, Euro Trade Bahrain - Vassily Masria Egypt, Ginox - UAE, Ramadi Kitchen Dubai or CCE Quality Fabrication - UAE, Dolphin Kitchens .Al heloul al Haditha furniture LLC. only | Prisma SPA (+41 78677 6468), Rhine Kitchen - UAE (06 5326098), Pilsa SA (Pilsa.com), Al Barq - Shaleej +971547920080 http://www.albarqkitchen.com/, Emainox - Filippo +971 56 653 3433 https://emainox.it/, Rabadh - EMAN +966 53 871 1366 https://rabadh.com/, Ascobloc - Maik +49 172 205 5539 https://www.ascobloc.de/en/download/stainless-steel-furniture, Sprint Qatar - Essam +974 5586 7619 https://www.sprint-qatar.com/, Wolf Qatar - Tony +974 4444 2295, Euro Trade Bahrain - Vassily +97339911287 https://ecegroups.com/, Masria Egypt (0020 202-4610- 3325) , Ginox - UAE (07 2444567), Ramadi Kitchen Dubai (04 884 0555) or CCE (Commercial Catering Equipment Dubai) 050476 2200 info@ccedubai.com, Quality Fabrication - UAE (info@qualitygrp.net), Dolphin Kitchens (dolphin.kitchens@yahoo.com).Al heloul al Haditha furniture LLC. only. |  | No alternative manufacturer for this custom fabricated item | Bk1 p282 | Table - Wall Type with single bowl sink, undershelf and drawer nest. 2mm top - with glass rack compartment* | Table - Wall Type With Single Bowl Sink, Undershelf And Drawer Nest. 2Mm Top - With Glass Rack Compartment* | area+ref
Book 1 | Basement - Room Service Assembly | RMS 5a | 1 | 1 | yes | 1.00 | Equipment | Various (EC-3142-VF05 + B-0226-V15-WH4 + B-3950-01) | T&S Brass | T&S Brass (www.tsbrass.com). C.O.O. USA. | Klarco, Kraus | Klarco (www.klarco.com), Kraus(www.krausproducts.com) | Bk1 p283 | Faucet and other Attachments - Preparation Table | Faucet And Other Attachments - Preparation Table | area+ref
Book 1 | Basement - Room Service Assembly | RMS 6 | 1 | 1 | yes | 1.00 | Equipment | 816 422 | Tournus | Tournus (www.tournus.com). C.O.O. France | Sofinor, Bourgeat | Sofinor (www.sofinor.com), Bourgeat(www.bourgeat.fr) | Bk1 p284 | Knife Steriliser with UV Light -15 Knife 1 Door Cabinet with Magnetized Bar | Knife Steriliser With Uv Light -15 Knife 1 Door Cabinet With Magnetized Bar | area+ref
Book 1 | Basement - Room Service Assembly | RMS 7 | 2 | 2 | yes | 1.00 | Custom Fabrication |  | Prisma SPA, Rhine Kitchen - UAE, Pilsa SA, Al Barq - Shaleej Emainox - Filippo Rabadh - EMAN Ascobloc - Maik Sprint Qatar - Essam Wolf Qatar - Tony, Euro Trade Bahrain - Vassily Masria Egypt, Ginox - UAE, Ramadi Kitchen Dubai or CCE Quality Fabrication - UAE, Dolphin Kitchens .Al heloul al Haditha furniture LLC. only | Prisma SPA (+41 78677 6468), Rhine Kitchen - UAE (06 5326098), Pilsa SA (Pilsa.com), Al Barq - Shaleej +971547920080 http://www.albarqkitchen.com/, Emainox - Filippo +971 56 653 3433 https://emainox.it/, Rabadh - EMAN +966 53 871 1366 https://rabadh.com/, Ascobloc - Maik +49 172 205 5539 https://www.ascobloc.de/en/download/stainless-steel-furniture, Sprint Qatar - Essam +974 5586 7619 https://www.sprint-qatar.com/, Wolf Qatar - Tony +974 4444 2295, Euro Trade Bahrain - Vassily +97339911287 https://ecegroups.com/, Masria Egypt (0020 202-4610- 3325) , Ginox - UAE (07 2444567), Ramadi Kitchen Dubai (04 884 0555) or CCE (Commercial Catering Equipment Dubai) 050476 2200 info@ccedubai.com, Quality Fabrication - UAE (info@qualitygrp.net), Dolphin Kitchens (dolphin.kitchens@yahoo.com).Al heloul al Haditha furniture LLC. only. |  | No alternative manufacturer for this custom fabricated item | Bk1 p285 | Twin Open Wall Shelf * | Twin Open Wall Shelf * | area+ref
Book 1 | Basement - Room Service Assembly | RMS 8 | 1 | 1 | yes | 1.00 | Equipment |  | YPT | YPT (www.ypt.com.hk) | elite Flame, Burco | elite Flame (www.info@szmark.cn),Burco ( https://www.burco.co.uk/) | Bk1 p286 | Instantaneous Heated Water Boiler - 30Lt. | Instantaneous Heated Water Boiler - 30Lt. | area+ref
Book 1 | Basement - Room Service Assembly | RMS 8a | 1 | 1 | yes | 1.00 | Equipment | QL3i-MH System | Everpure | Everpure (www.fendtech.ae/sales@fendtech.ae). C.O.O. USA | Culligan, So-Safe | Culligan(www.culligan.com), So-Safe (www.sosafe.com) | Bk1 p287 | Filter System For Water Boiler | Filter System For Water Boiler | area+ref
Book 1 | Basement - Room Service Assembly | RMS 9 | 1 | 1 | yes | 1.00 | Equipment |  | Infrico | Infrico (www.infrico.com) | Williams, Destar | Williams (www.williams-refrigeration.co.uk)(sales@williamsdubai.ae, GINOX (www.ginoxgroup.com), Destar (www.destar-refrigeration.com ) | Bk1 p288 | Undercounter Refrigerator 1 Solid Door - 150L | Undercounter Refrigerator 1 Solid Door - 150L | area+ref
Book 1 | Basement - Room Service Assembly | RMS 10 | 1 | 1 | yes | 1.00 | Equipment | TT388 CP | conti | conti (www.conti-expresso.com). C.O.O. France | La Cimbali, 'Faema | La Cimbali (www.cimbali.com), 'Faema (www.faema.com) | Bk1 p289 | Fully Automatic Coffee Machine Steam & Cappuccino with Refrigeration unit and Cup Warmer | Fully Automatic Coffee Machine Steam & Cappuccino With Refrigeration Unit And Cup Warmer | area+ref
Book 1 | Basement - Room Service Assembly | RMS 10a | 1 | 1 | yes | 1.00 | Equipment | CLARIS system M | Everpure | Everpure (www.fendtech.ae/sales@fendtech.ae). C.O.O. USA | Culligan, So-Safe | Culligan(www.culligan.com), So-Safe (www.sosafe.com) | Bk1 p290 | Filter system for espresso machines | Filter System For Espresso Machines | area+ref
Book 1 | Basement - Room Service Assembly | RMS 11 | 1 | 1 | yes | 1.00 | Equipment |  | Infrico | Infrico (www.infrico.com) | Williams, Destar | Williams (www.williams-refrigeration.co.uk)(sales@williamsdubai.ae, GINOX (www.ginoxgroup.com), Destar (www.destar-refrigeration.com ) | Bk1 p291 | Undercounter Bottle Display Unit 2 Glass Doors - S/S Finish 193L | Undercounter Bottle Display Unit 2 Glass Doors - S/S Finish 193L | area+ref
Book 1 | Basement - Room Service Assembly | RMS 12 | 1 | 1 | yes | 1.00 | Equipment | Stealth 885 | Blendtec | Blendtec (www.muddle-me.com/www.blendtec.com). C.O.O. USA | Hamilton Beach, Vitamix | Hamilton Beach (www.commercial.hamiltonbeach.com),Vitamix (www.vitamix.com) | Bk1 p292 | Commercial Blender with Sound Enclosure - 2.1 Ltr/Jar | Commercial Blender With Sound Enclosure - 2.1 Ltr/Jar | area+ref
Book 1 | Basement - Room Service Assembly | RMS 13 | 1 | 1 | yes | 1.00 | Equipment | Multifruit | Zumex | Zumex (www.zumex.com). C.O.O. France | AJC, Santos, Hamilton beach | AJC, Santos (www.santos.fr), Hamilton beach (www.hamiltonbeach.com) | Bk1 p293 | Automatic Multifruit Juicer | Automatic Multifruit Juicer | area+ref
Book 1 | Basement - Room Service Assembly | RMS 14 | 1 | 1 | yes | 1.00 | Equipment |  | Infrico | Infrico (www.infrico.com) | Williams, Destar | Williams (www.williams-refrigeration.co.uk)(sales@williamsdubai.ae, GINOX (www.ginoxgroup.com), Destar (www.destar-refrigeration.com ) | Bk1 p294 | Upright Dual Temperature Refrigerator/Freezer - 2 Doors GN 2/1 - 1400L | Upright Dual Temperature Refrigerator/Freezer - 2 Doors Gn 2/1 - 1400L | area+ref
Book 1 | Basement - Room Service Assembly | RMS 16 | 1 | 1 | yes | 1.00 | Equipment | IM-65NE(SA) | Hoshizaki | Hoshizaki(www.hoshizaki.ae). C.O.O. UK | Scotsman, Ice-O-Matic, Manitowoc | Scotsman(www.scotsman-ice.com), Ice-O-Matic (www.iceomatic.com), Manitowoc(www.manitowocice.com) | Bk1 p296 | Self Contained Ice Cuber 55 kg /day w/ 26kg Bin (Air-cooled) | Self Contained Ice Cuber 55 Kg /Day W/ 26Kg Bin (Air-Cooled) | area+ref
Book 1 | Basement - Room Service Assembly | RMS 16a | 1 | 1 | yes | 1.00 | Equipment | Insurice Single-i2000² System | Everpure | Everpure (www.fendtech.ae/sales@fendtech.ae). C.O.O. USA | Culligan, So-Safe | Culligan(www.culligan.com), So-Safe (www.sosafe.com) | Bk1 p297 | Filter System For Under Counter Ice Production Machines | Filter System For Under Counter Ice Production Machines | area+ref
Book 1 | Basement - Room Service Assembly | RMS 17 | 1 | 1 | yes | 1.00 | Equipment | ELSHF14 | Scanbox | Scanbox (www.scanbox.se). C.O.O. Sweden | CIRCUM Hot/Cold-DSS, Alto-shaam, B.Pro, Moduline | CIRCUM Hot/Cold-DSS (dss-products.com), Alto-shaam (www.alto-shaam.com), B.Pro (www.bpro-solutions.com), Moduline (www.moduline.it) | Bk1 p298 | Mobile Hot Holding Trolley - 14 x GN 1/1 | Mobile Hot Holding Trolley - 14 X Gn 1/1 | area+ref
Book 1 | Basement - Room Service Assembly | RMS 18 | 1 | 1 | yes | 1.00 | Equipment | ELSCC14 | Scanbox | Scanbox (www.scanbox.se). C.O.O. Sweden | CIRCUM Hot/Cold-DSS, Alto-shaam, B.Pro, Moduline | CIRCUM Hot/Cold-DSS (dss-products.com), Alto-shaam (www.alto-shaam.com), B.Pro (www.bpro-solutions.com), Moduline (www.moduline.it) | Bk1 p299 | Mobile Refrigerated Holding Trolley Single Door - 14 GN1/1 | Mobile Refrigerated Holding Trolley Single Door - 14 Gn1/1 | area+ref
Book 1 | Basement - Room Service Assembly | RMS 19 | 25 | 25 | yes | 1.00 | Equipment | 00 92 16 58 & 99 92 26 17 | Caddie | Caddie (www.caddie.com). C.O.O. France | IHS Global Alliance, Sico | IHS Global Alliance (www.ihsglobalalliance.com), Sico | Bk1 p300 | Room Service Trolley _Some not Shown | Room Service Trolley _Some Not Shown | area+ref
Book 1 | Basement - Room Service Assembly | RMS 20 | 25 | 25 | yes | 1.00 | Equipment |  | SECO | SECO (www.hotfoodboxes.com) | Caddie | Caddie (www.caddie.com) | Bk1 p301 | Hot Food Boxes _Some not Shown | Hot Food Boxes _Some Not Shown | area+ref
Book 1 | Basement - Room Service Assembly | RMS 21 | 1 | 1 | yes | 1.00 | Equipment | CM 9000 | IHS Global Alliance | IHS Global Alliance (www.ihsglobalalliance.com). C.O.O. Australia | Caddie | Caddie (www.caddie.com) | Bk1 p302 | Electric Battery Station for Heated Boxes (9) | Electric Battery Station For Heated Boxes (9) | area+ref
Book 1 | Basement - Staff Severy Area | SDA 1 | 1 | 1 | yes | 1.00 | Custom Fabrication |  | Prisma SPA, Rhine Kitchen - UAE, Pilsa SA, Al Barq - Shaleej Emainox - Filippo Rabadh - EMAN Ascobloc - Maik Sprint Qatar - Essam Wolf Qatar - Tony, Euro Trade Bahrain - Vassily Masria Egypt, Ginox - UAE, Ramadi Kitchen Dubai or CCE Quality Fabrication - UAE, Dolphin Kitchens .Al heloul al Haditha furniture LLC. only | Prisma SPA (+41 78677 6468), Rhine Kitchen - UAE (06 5326098), Pilsa SA (Pilsa.com), Al Barq - Shaleej +971547920080 http://www.albarqkitchen.com/, Emainox - Filippo +971 56 653 3433 https://emainox.it/, Rabadh - EMAN +966 53 871 1366 https://rabadh.com/, Ascobloc - Maik +49 172 205 5539 https://www.ascobloc.de/en/download/stainless-steel-furniture, Sprint Qatar - Essam +974 5586 7619 https://www.sprint-qatar.com/, Wolf Qatar - Tony +974 4444 2295, Euro Trade Bahrain - Vassily +97339911287 https://ecegroups.com/, Masria Egypt (0020 202-4610- 3325) , Ginox - UAE (07 2444567), Ramadi Kitchen Dubai (04 884 0555) or CCE (Commercial Catering Equipment Dubai) 050476 2200 info@ccedubai.com, Quality Fabrication - UAE (info@qualitygrp.net), Dolphin Kitchens (dolphin.kitchens@yahoo.com).Al heloul al Haditha furniture LLC. only. |  | No alternative manufacturer for this custom fabricated item | Bk1 p306 | Tray & Cutlery Dispenser for Plate & Cutlery* | Tray & Cutlery Dispenser For Plate & Cutlery* | area+ref
Book 1 | Basement - Staff Severy Area | SDA 2 | 1 | 1 | yes | 1.00 | Equipment |  | APW Wyott | APW Wyott(www.apwwoyott.com) | Rieber, Hupfer, Tournus | Rieber (www2.rieber.de), Hupfer (www.hupfer.de), Tournus (www.tournus.com) | Bk1 p307 | Mobile Plate Dispenser | Mobile Plate Dispenser | area+ref
Book 1 | Basement - Staff Severy Area | SDA 3 | 2 | 2 | yes | 1.00 | Custom Fabrication |  | Prisma SPA, Rhine Kitchen - UAE, Pilsa SA, Al Barq - Shaleej Emainox - Filippo Rabadh - EMAN Ascobloc - Maik Sprint Qatar - Essam Wolf Qatar - Tony, Euro Trade Bahrain - Vassily Masria Egypt, Ginox - UAE, Ramadi Kitchen Dubai or CCE Quality Fabrication - UAE, Dolphin Kitchens .Al heloul al Haditha furniture LLC. only | Prisma SPA (+41 78677 6468), Rhine Kitchen - UAE (06 5326098), Pilsa SA (Pilsa.com), Al Barq - Shaleej +971547920080 http://www.albarqkitchen.com/, Emainox - Filippo +971 56 653 3433 https://emainox.it/, Rabadh - EMAN +966 53 871 1366 https://rabadh.com/, Ascobloc - Maik +49 172 205 5539 https://www.ascobloc.de/en/download/stainless-steel-furniture, Sprint Qatar - Essam +974 5586 7619 https://www.sprint-qatar.com/, Wolf Qatar - Tony +974 4444 2295, Euro Trade Bahrain - Vassily +97339911287 https://ecegroups.com/, Masria Egypt (0020 202-4610- 3325) , Ginox - UAE (07 2444567), Ramadi Kitchen Dubai (04 884 0555) or CCE (Commercial Catering Equipment Dubai) 050476 2200 info@ccedubai.com, Quality Fabrication - UAE (info@qualitygrp.net), Dolphin Kitchens (dolphin.kitchens@yahoo.com).Al heloul al Haditha furniture LLC. only. |  | No alternative manufacturer for this custom fabricated item | Bk1 p308 | Countertop Soup Warmer with Heating Element | Countertop Soup Warmer With Heating Element | area+ref
Book 1 | Basement - Staff Severy Area | SDA 4 | 1 | 1 | yes | 1.00 | Custom Fabrication |  | Prisma SPA, Rhine Kitchen - UAE, Pilsa SA, Al Barq - Shaleej Emainox - Filippo Rabadh - EMAN Ascobloc - Maik Sprint Qatar - Essam Wolf Qatar - Tony, Euro Trade Bahrain - Vassily Masria Egypt, Ginox - UAE, Ramadi Kitchen Dubai or CCE Quality Fabrication - UAE, Dolphin Kitchens .Al heloul al Haditha furniture LLC. only | Prisma SPA (+41 78677 6468), Rhine Kitchen - UAE (06 5326098), Pilsa SA (Pilsa.com), Al Barq - Shaleej +971547920080 http://www.albarqkitchen.com/, Emainox - Filippo +971 56 653 3433 https://emainox.it/, Rabadh - EMAN +966 53 871 1366 https://rabadh.com/, Ascobloc - Maik +49 172 205 5539 https://www.ascobloc.de/en/download/stainless-steel-furniture, Sprint Qatar - Essam +974 5586 7619 https://www.sprint-qatar.com/, Wolf Qatar - Tony +974 4444 2295, Euro Trade Bahrain - Vassily +97339911287 https://ecegroups.com/, Masria Egypt (0020 202-4610- 3325) , Ginox - UAE (07 2444567), Ramadi Kitchen Dubai (04 884 0555) or CCE (Commercial Catering Equipment Dubai) 050476 2200 info@ccedubai.com, Quality Fabrication - UAE (info@qualitygrp.net), Dolphin Kitchens (dolphin.kitchens@yahoo.com).Al heloul al Haditha furniture LLC. only. |  | No alternative manufacturer for this custom fabricated item | Bk1 p309 | Neutral Counter * | Neutral Counter * | area+ref
Book 1 | Basement - Staff Severy Area | SDA 6 | 2 | 2 | yes | 1.00 | Custom Fabrication |  | Prisma SPA, Rhine Kitchen - UAE, Pilsa SA, Al Barq - Shaleej Emainox - Filippo Rabadh - EMAN Ascobloc - Maik Sprint Qatar - Essam Wolf Qatar - Tony, Euro Trade Bahrain - Vassily Masria Egypt, Ginox - UAE, Ramadi Kitchen Dubai or CCE Quality Fabrication - UAE, Dolphin Kitchens .Al heloul al Haditha furniture LLC. only | Prisma SPA (+41 78677 6468), Rhine Kitchen - UAE (06 5326098), Pilsa SA (Pilsa.com), Al Barq - Shaleej +971547920080 http://www.albarqkitchen.com/, Emainox - Filippo +971 56 653 3433 https://emainox.it/, Rabadh - EMAN +966 53 871 1366 https://rabadh.com/, Ascobloc - Maik +49 172 205 5539 https://www.ascobloc.de/en/download/stainless-steel-furniture, Sprint Qatar - Essam +974 5586 7619 https://www.sprint-qatar.com/, Wolf Qatar - Tony +974 4444 2295, Euro Trade Bahrain - Vassily +97339911287 https://ecegroups.com/, Masria Egypt (0020 202-4610- 3325) , Ginox - UAE (07 2444567), Ramadi Kitchen Dubai (04 884 0555) or CCE (Commercial Catering Equipment Dubai) 050476 2200 info@ccedubai.com, Quality Fabrication - UAE (info@qualitygrp.net), Dolphin Kitchens (dolphin.kitchens@yahoo.com).Al heloul al Haditha furniture LLC. only. |  | No alternative manufacturer for this custom fabricated item | Bk1 p312 | Refrigerated Counter to fit 3/1 GN - supplied with sneeze guards* | Refrigerated Counter To Fit 3/1 Gn - Supplied With Sneeze Guards* | area+ref
Book 1 | Basement - Staff Severy Area | SDA 7 | 2 | 2 | yes | 1.00 | Custom Fabrication |  | Prisma SPA, Rhine Kitchen - UAE, Pilsa SA, Al Barq - Shaleej Emainox - Filippo Rabadh - EMAN Ascobloc - Maik Sprint Qatar - Essam Wolf Qatar - Tony, Euro Trade Bahrain - Vassily Masria Egypt, Ginox - UAE, Ramadi Kitchen Dubai or CCE Quality Fabrication - UAE, Dolphin Kitchens .Al heloul al Haditha furniture LLC. only | Prisma SPA (+41 78677 6468), Rhine Kitchen - UAE (06 5326098), Pilsa SA (Pilsa.com), Al Barq - Shaleej +971547920080 http://www.albarqkitchen.com/, Emainox - Filippo +971 56 653 3433 https://emainox.it/, Rabadh - EMAN +966 53 871 1366 https://rabadh.com/, Ascobloc - Maik +49 172 205 5539 https://www.ascobloc.de/en/download/stainless-steel-furniture, Sprint Qatar - Essam +974 5586 7619 https://www.sprint-qatar.com/, Wolf Qatar - Tony +974 4444 2295, Euro Trade Bahrain - Vassily +97339911287 https://ecegroups.com/, Masria Egypt (0020 202-4610- 3325) , Ginox - UAE (07 2444567), Ramadi Kitchen Dubai (04 884 0555) or CCE (Commercial Catering Equipment Dubai) 050476 2200 info@ccedubai.com, Quality Fabrication - UAE (info@qualitygrp.net), Dolphin Kitchens (dolphin.kitchens@yahoo.com).Al heloul al Haditha furniture LLC. only. |  | No alternative manufacturer for this custom fabricated item | Bk1 p313 | Bain Marie Unit to fit 3/1 GN - supplied with sneeze guards* | Bain Marie Unit To Fit 3/1 Gn - Supplied With Sneeze Guards* | area+ref
Book 1 | Basement - Staff Severy Area | SDA 8 | 1 | 1 | yes | 1.00 | Equipment | JT20-W25 | Jet Spray | Jet Spray. C.O.O. USA | Santos, Cofrimell | Santos (www.santos.fr), Cofrimell (www.cofrimell.com) | Bk1 p314 | Refrigerated 2 Tank Drink Dispenser | Refrigerated 2 Tank Drink Dispenser | area+ref
Book 1 | Basement - Staff Severy Area | SDA 9 | 1 | 1 | yes | 1.00 | Equipment | RU-150 | Curtis | Curtis (www.wilburcurtis.com). C.O.O. U.S.A. | Fetco, Frankie | Fetco, Frankie | Bk1 p315 | Automatic Coffee Urn -Single 3 Gallons | Automatic Coffee Urn -Single 3 Gallons | area+ref
Book 1 | Basement - Staff Severy Area | SDA 10 | 1 | 1 | yes | 1.00 | Equipment |  | Hupfer | Hupfer (www.hupfer.de) | Tournus, B.Pro, Rieber .co.uk) | Tournus (www.tournus.com), B.Pro(www.bpro-solutions.com), Rieber (www.bglrieber.co.uk) (www.bglRieber (www.bglrieber.co.uk).co.uk) | Bk1 p316 | Built-in Basket Dispenser-Unheated | Built-In Basket Dispenser-Unheated | area+ref
Book 1 | Basement - Staff Severy Area | SDA 11 | 1 | 1 | yes | 1.00 | Custom Fabrication |  | Prisma SPA, Rhine Kitchen - UAE, Pilsa SA, Al Barq - Shaleej Emainox - Filippo Rabadh - EMAN Ascobloc - Maik Sprint Qatar - Essam Wolf Qatar - Tony, Euro Trade Bahrain - Vassily Masria Egypt, Ginox - UAE, Ramadi Kitchen Dubai or CCE Quality Fabrication - UAE, Dolphin Kitchens .Al heloul al Haditha furniture LLC. only | Prisma SPA (+41 78677 6468), Rhine Kitchen - UAE (06 5326098), Pilsa SA (Pilsa.com), Al Barq - Shaleej +971547920080 http://www.albarqkitchen.com/, Emainox - Filippo +971 56 653 3433 https://emainox.it/, Rabadh - EMAN +966 53 871 1366 https://rabadh.com/, Ascobloc - Maik +49 172 205 5539 https://www.ascobloc.de/en/download/stainless-steel-furniture, Sprint Qatar - Essam +974 5586 7619 https://www.sprint-qatar.com/, Wolf Qatar - Tony +974 4444 2295, Euro Trade Bahrain - Vassily +97339911287 https://ecegroups.com/, Masria Egypt (0020 202-4610- 3325) , Ginox - UAE (07 2444567), Ramadi Kitchen Dubai (04 884 0555) or CCE (Commercial Catering Equipment Dubai) 050476 2200 info@ccedubai.com, Quality Fabrication - UAE (info@qualitygrp.net), Dolphin Kitchens (dolphin.kitchens@yahoo.com).Al heloul al Haditha furniture LLC. only. |  | No alternative manufacturer for this custom fabricated item | Bk1 p317 | Neutral Counter As Per Plan* | Neutral Counter As Per Plan* | area+ref
Book 1 | Basement - Staff Severy Area | SDA 12 | 4 | 4 | yes | 1.00 | Custom Fabrication |  | Prisma SPA, Rhine Kitchen - UAE, Pilsa SA, Al Barq - Shaleej Emainox - Filippo Rabadh - EMAN Ascobloc - Maik Sprint Qatar - Essam Wolf Qatar - Tony, Euro Trade Bahrain - Vassily Masria Egypt, Ginox - UAE, Ramadi Kitchen Dubai or CCE Quality Fabrication - UAE, Dolphin Kitchens .Al heloul al Haditha furniture LLC. only | Prisma SPA (+41 78677 6468), Rhine Kitchen - UAE (06 5326098), Pilsa SA (Pilsa.com), Al Barq - Shaleej +971547920080 http://www.albarqkitchen.com/, Emainox - Filippo +971 56 653 3433 https://emainox.it/, Rabadh - EMAN +966 53 871 1366 https://rabadh.com/, Ascobloc - Maik +49 172 205 5539 https://www.ascobloc.de/en/download/stainless-steel-furniture, Sprint Qatar - Essam +974 5586 7619 https://www.sprint-qatar.com/, Wolf Qatar - Tony +974 4444 2295, Euro Trade Bahrain - Vassily +97339911287 https://ecegroups.com/, Masria Egypt (0020 202-4610- 3325) , Ginox - UAE (07 2444567), Ramadi Kitchen Dubai (04 884 0555) or CCE (Commercial Catering Equipment Dubai) 050476 2200 info@ccedubai.com, Quality Fabrication - UAE (info@qualitygrp.net), Dolphin Kitchens (dolphin.kitchens@yahoo.com).Al heloul al Haditha furniture LLC. only. |  | No alternative manufacturer for this custom fabricated item | Bk1 p318 | Neutral Counter * | Neutral Counter * | area+ref
Book 1 | Basement - Staff Severy Area | SDA 13 | 1 | 1 | yes | 1.00 | Equipment | TQ-400 | Hatco | Hatco (www.hatcocorp.com). C.O.O. USA | 'Dualit, Waring | 'Dualit( www.dualit.com), Waring (www.waringcommercialproducts.com) | Bk1 p319 | Electric Conveyor Toaster - 400pcs/hr | Electric Conveyor Toaster - 400Pcs/Hr | area+ref
Book 1 | Basement - Staff Severy Area | SDA 15 | 2 | 2 | yes | 1.00 | Equipment | EX 30S | Insectocutor | Insectocutor (www.pelsis.com, hygieneproducts@tte.ae) . C.O.O. UK | Branderburg, Johnson Group | Branderburg (www.b-one.com), Johnson Group (www.johnson-group.com.hk) | Bk1 p321 | Fly Killer - 100m2 Room Coverage to suit site | Fly Killer - 100M2 Room Coverage To Suit Site | area+ref
Book 1 | Basement - Staff Severy Area | SDA 16 | 4 | 4 | yes | 1.00 | Custom Fabrication |  | Prisma SPA, Rhine Kitchen - UAE, Pilsa SA, Al Barq - Shaleej Emainox - Filippo Rabadh - EMAN Ascobloc - Maik Sprint Qatar - Essam Wolf Qatar - Tony, Euro Trade Bahrain - Vassily Masria Egypt, Ginox - UAE, Ramadi Kitchen Dubai or CCE Quality Fabrication - UAE, Dolphin Kitchens .Al heloul al Haditha furniture LLC. only | Prisma SPA (+41 78677 6468), Rhine Kitchen - UAE (06 5326098), Pilsa SA (Pilsa.com), Al Barq - Shaleej +971547920080 http://www.albarqkitchen.com/, Emainox - Filippo +971 56 653 3433 https://emainox.it/, Rabadh - EMAN +966 53 871 1366 https://rabadh.com/, Ascobloc - Maik +49 172 205 5539 https://www.ascobloc.de/en/download/stainless-steel-furniture, Sprint Qatar - Essam +974 5586 7619 https://www.sprint-qatar.com/, Wolf Qatar - Tony +974 4444 2295, Euro Trade Bahrain - Vassily +97339911287 https://ecegroups.com/, Masria Egypt (0020 202-4610- 3325) , Ginox - UAE (07 2444567), Ramadi Kitchen Dubai (04 884 0555) or CCE (Commercial Catering Equipment Dubai) 050476 2200 info@ccedubai.com, Quality Fabrication - UAE (info@qualitygrp.net), Dolphin Kitchens (dolphin.kitchens@yahoo.com).Al heloul al Haditha furniture LLC. only. |  | No alternative manufacturer for this custom fabricated item | Bk1 p322 | Angle Ledge Trolley _Glass Clearing Trolley* | Angle Ledge Trolley _Glass Clearing Trolley* | area+ref
Book 1 | Basement - Receiving / De Boxing | RDA 1 | 1 | 1 | yes | 1.00 | Custom Fabrication |  | Prisma SPA, Rhine Kitchen - UAE, Pilsa SA, Al Barq - Shaleej Emainox - Filippo Rabadh - EMAN Ascobloc - Maik Sprint Qatar - Essam Wolf Qatar - Tony, Euro Trade Bahrain - Vassily Masria Egypt, Ginox - UAE, Ramadi Kitchen Dubai or CCE Quality Fabrication - UAE, Dolphin Kitchens .Al heloul al Haditha furniture LLC. only | Prisma SPA (+41 78677 6468), Rhine Kitchen - UAE (06 5326098), Pilsa SA (Pilsa.com), Al Barq - Shaleej +971547920080 http://www.albarqkitchen.com/, Emainox - Filippo +971 56 653 3433 https://emainox.it/, Rabadh - EMAN +966 53 871 1366 https://rabadh.com/, Ascobloc - Maik +49 172 205 5539 https://www.ascobloc.de/en/download/stainless-steel-furniture, Sprint Qatar - Essam +974 5586 7619 https://www.sprint-qatar.com/, Wolf Qatar - Tony +974 4444 2295, Euro Trade Bahrain - Vassily +97339911287 https://ecegroups.com/, Masria Egypt (0020 202-4610- 3325) , Ginox - UAE (07 2444567), Ramadi Kitchen Dubai (04 884 0555) or CCE (Commercial Catering Equipment Dubai) 050476 2200 info@ccedubai.com, Quality Fabrication - UAE (info@qualitygrp.net), Dolphin Kitchens (dolphin.kitchens@yahoo.com).Al heloul al Haditha furniture LLC. only. |  | No alternative manufacturer for this custom fabricated item | Bk1 p326 | Floor Channel with Odor Trap & Grating - 350mm As Per Plan | Floor Channel With Odor Trap & Grating - 350Mm As Per Plan | area+ref
Book 1 | Basement - Receiving / De Boxing | RDA 2 | 2 | 2 | yes | 1.00 | Equipment | 806 382 | Tournus | Tournus (www.tournus.com). C.O.O. France | DSS, Sofinor, Eagle Group, Mechline | DSS (dss-products.com), Sofinor (www.sofinor.com), Eagle Group (www.eaglegrp.com), Mechline (www.mechline.com) | Bk1 p327 | Cantilevered wash hand basin - knee control | Cantilevered Wash Hand Basin - Knee Control | area+ref
Book 1 | Basement - Receiving / De Boxing | RDA 3 | 1 | 1 | yes | 1.00 | Equipment | EX 30S | Insectocutor | Insectocutor (www.pelsis.com, hygieneproducts@tte.ae) . C.O.O. UK | Branderburg, Johnson Group | Branderburg (www.b-one.com), Johnson Group (www.johnson-group.com.hk) | Bk1 p328 | Fly Killer - 100m2 Room Coverage to suit site | Fly Killer - 100M2 Room Coverage To Suit Site | area+ref
Book 1 | Basement - Receiving / De Boxing | RDA 4 | 1 | 1 | yes | 1.00 | Equipment | 6430-19 + CBTSST | Hobart | Hobart (info@hobart-export.com). C.O.O. USA | Sammic, Dito Sama | Sammic (www.sammic.com ), Dito Sama (www.ditosama.com) | Bk1 p329 | Potato Peeler with Peel Trap Unit | Potato Peeler With Peel Trap Unit | area+ref
Book 1 | Basement - Receiving / De Boxing | RDA 5 | 1 | 1 | yes | 1.00 | Equipment | LVA100B | Electrolux | Electrolux (professional.electrolux.com). C.O.O. Italy | Nilma | Nilma (nilma.com) | Bk1 p330 | Vegetable Washer | Vegetable Washer | area+ref
Book 1 | Basement - Receiving / De Boxing | RDA 6 | 1 | 1 | yes | 1.00 | Equipment | R150 | ADE | ADE (www.ade-germany.de). C.O.O. Germany | Detecto, Cardinal | Detecto, Cardinal (www.cardinalscale.com) | Bk1 p331 | Platform Scale 150 kg | Platform Scale 150 Kg | area+ref
Book 1 | Basement - Receiving / De Boxing | RDA 7 | 1 | 1 | yes | 1.00 | Equipment | B-7142-01 | T&S Brass | T&S Brass (www.tsbrass.com). C.O.O. USA. | Klarco, Randell | Klarco (www.klarco.com), Randell | Bk1 p332 | Retractable Open Hose Reel, Stainless Steel - 50' Hose Length (15M) | Retractable Open Hose Reel, Stainless Steel - 50' Hose Length (15M) | area+ref
Book 1 | Basement - Receiving / De Boxing | RDA 8 | 1 | 1 | yes | 1.00 | Equipment | 1883552 (Streamline) | Rubbermaid | Rubbermaid(www.rubbermaid.com). C.O.O. U.S.A. | Carlisle, Green Revolution, Cosmoplast | Carlisle (www.carlislefsp.com), Green Revolution (www.green-revolution.in), Cosmoplast (www.cosmoplast.com) | Bk1 p333 | Mobile Waste Bin Slim Jim Step-On (Beige color) | Mobile Waste Bin Slim Jim Step-On (Beige Color) | area+ref
Book 1 | Basement - Receiving / De Boxing | RDA 9 | 1 | 1 | yes | 1.00 | Equipment | Ambion 100 | HVAC Plasmaclean | HVAC Plasmaclean (MGK +971 4 396 8264). C.O.O. UK | Mechline Hygenikx, Aerox | Mechline Hygenikx (www.mechline.com.hgx/), Aerox (www.aeroxinjector.com) | Bk1 p334 | Plasma Ionisation Smell Reduction Unit | Plasma Ionisation Smell Reduction Unit | area+ref
Book 1 | Basement - Receiving / De Boxing | RDA 10 | 1 | 1 | yes | 1.00 | Custom Fabrication |  | Prisma SPA, Rhine Kitchen - UAE, Pilsa SA, Al Barq - Shaleej Emainox - Filippo Rabadh - EMAN Ascobloc - Maik Sprint Qatar - Essam Wolf Qatar - Tony, Euro Trade Bahrain - Vassily Masria Egypt, Ginox - UAE, Ramadi Kitchen Dubai or CCE Quality Fabrication - UAE, Dolphin Kitchens .Al heloul al Haditha furniture LLC. only | Prisma SPA (+41 78677 6468), Rhine Kitchen - UAE (06 5326098), Pilsa SA (Pilsa.com), Al Barq - Shaleej +971547920080 http://www.albarqkitchen.com/, Emainox - Filippo +971 56 653 3433 https://emainox.it/, Rabadh - EMAN +966 53 871 1366 https://rabadh.com/, Ascobloc - Maik +49 172 205 5539 https://www.ascobloc.de/en/download/stainless-steel-furniture, Sprint Qatar - Essam +974 5586 7619 https://www.sprint-qatar.com/, Wolf Qatar - Tony +974 4444 2295, Euro Trade Bahrain - Vassily +97339911287 https://ecegroups.com/, Masria Egypt (0020 202-4610- 3325) , Ginox - UAE (07 2444567), Ramadi Kitchen Dubai (04 884 0555) or CCE (Commercial Catering Equipment Dubai) 050476 2200 info@ccedubai.com, Quality Fabrication - UAE (info@qualitygrp.net), Dolphin Kitchens (dolphin.kitchens@yahoo.com).Al heloul al Haditha furniture LLC. only. |  | No alternative manufacturer for this custom fabricated item | Bk1 p335 | Utensil & Board Twin Bowl Sink * | Utensil & Board Twin Bowl Sink * | area+ref
Book 1 | Basement - Receiving / De Boxing | RDA 10a | 1 | 1 | yes | 1.00 | Equipment | Various (B-0114-01B-WH4 + B-3950-01) | T&S Brass | T&S Brass (www.tsbrass.com). C.O.O. USA. | Klarco, Kraus | Klarco (www.klarco.com), Kraus(www.krausproducts.com) | Bk1 p336 | Faucet and other Attachments -Spray Faucet | Faucet And Other Attachments -Spray Faucet | area+ref
Book 1 | Basement - Receiving / De Boxing | RDA 11 | 1 | 1 | yes | 1.00 | Equipment | 90612-15E | ADE | ADE (www.ade-germany.de). C.O.O. Germany | Salter, Cardinal, AveryWeigh | Salter(www.salter.com.au), Cardinal (www.cardinalscale.com), AveryWeigh(www.averyweigh-tronix.com) | Bk1 p337 | Table Top Electronic Scale 15 kg | Table Top Electronic Scale 15 Kg | area+ref
Book 1 | Basement - Receiving / De Boxing | RDA 12 | 2 | 2 | yes | 1.00 | Equipment |  | Hupfer | Hupfer (www.hupfer.de) | DSS, Metro, Tournus, Tonon | DSS (www.dss-products.com / dannyk88@singnet.com.sg), Metro (www.intermetro.com), Tournus (www.tournus.com), Tonon (www.tonon.com) | Bk1 p338 | Anodized Aluminium Slatted 4 Tier Rack | Anodized Aluminium Slatted 4 Tier Rack | area+ref
Book 1 | Basement - Receiving / De Boxing | RDA 13 | 2 | 2 | yes | 1.00 | Custom Fabrication |  | Prisma SPA, Rhine Kitchen - UAE, Pilsa SA, Al Barq - Shaleej Emainox - Filippo Rabadh - EMAN Ascobloc - Maik Sprint Qatar - Essam Wolf Qatar - Tony, Euro Trade Bahrain - Vassily Masria Egypt, Ginox - UAE, Ramadi Kitchen Dubai or CCE Quality Fabrication - UAE, Dolphin Kitchens .Al heloul al Haditha furniture LLC. only | Prisma SPA (+41 78677 6468), Rhine Kitchen - UAE (06 5326098), Pilsa SA (Pilsa.com), Al Barq - Shaleej +971547920080 http://www.albarqkitchen.com/, Emainox - Filippo +971 56 653 3433 https://emainox.it/, Rabadh - EMAN +966 53 871 1366 https://rabadh.com/, Ascobloc - Maik +49 172 205 5539 https://www.ascobloc.de/en/download/stainless-steel-furniture, Sprint Qatar - Essam +974 5586 7619 https://www.sprint-qatar.com/, Wolf Qatar - Tony +974 4444 2295, Euro Trade Bahrain - Vassily +97339911287 https://ecegroups.com/, Masria Egypt (0020 202-4610- 3325) , Ginox - UAE (07 2444567), Ramadi Kitchen Dubai (04 884 0555) or CCE (Commercial Catering Equipment Dubai) 050476 2200 info@ccedubai.com, Quality Fabrication - UAE (info@qualitygrp.net), Dolphin Kitchens (dolphin.kitchens@yahoo.com).Al heloul al Haditha furniture LLC. only. |  | No alternative manufacturer for this custom fabricated item | Bk1 p339 | Stainless Steel Mobile Table * | Stainless Steel Mobile Table * | area+ref
Book 1 | Basement - Receiving / De Boxing | RDA 14 | 1 | 1 | yes | 1.00 | Equipment | 112172 | Hupfer | Hupfer (www.hupfer.de). C.O.O. Germany | DSS, Metro, Tonon | DSS (www.dss-products.com), Metro (www.intermetro.com), Tonon (www.tonon.com) | Bk1 p340 | S.S. General Purpose Trolley- Heavy Duty | S.S. General Purpose Trolley- Heavy Duty | area+ref
Book 1 | Basement - Receiving / De Boxing | RDA 15 | 1 | 1 | yes | 1.00 | Equipment | 0112602 | Hupfer | Hupfer (www.hupfer.de). C.O.O. Germany | Tournus, Custom Lakeside, Tonon | Tournus (www.tournus.com), Custom Lakeside,Tonon (www.tonon.com) | Bk1 p341 | Stainless Steel Platform Trolley | Stainless Steel Platform Trolley | area+ref
Book 1 | Basement - Receiving / De Boxing | RDA 16 | 5 | 5 | yes | 1.00 | Custom Fabrication |  | Prisma SPA, Rhine Kitchen - UAE, Pilsa SA, Al Barq - Shaleej Emainox - Filippo Rabadh - EMAN Ascobloc - Maik Sprint Qatar - Essam Wolf Qatar - Tony, Euro Trade Bahrain - Vassily Masria Egypt, Ginox - UAE, Ramadi Kitchen Dubai or CCE Quality Fabrication - UAE, Dolphin Kitchens .Al heloul al Haditha furniture LLC. only | Prisma SPA (+41 78677 6468), Rhine Kitchen - UAE (06 5326098), Pilsa SA (Pilsa.com), Al Barq - Shaleej +971547920080 http://www.albarqkitchen.com/, Emainox - Filippo +971 56 653 3433 https://emainox.it/, Rabadh - EMAN +966 53 871 1366 https://rabadh.com/, Ascobloc - Maik +49 172 205 5539 https://www.ascobloc.de/en/download/stainless-steel-furniture, Sprint Qatar - Essam +974 5586 7619 https://www.sprint-qatar.com/, Wolf Qatar - Tony +974 4444 2295, Euro Trade Bahrain - Vassily +97339911287 https://ecegroups.com/, Masria Egypt (0020 202-4610- 3325) , Ginox - UAE (07 2444567), Ramadi Kitchen Dubai (04 884 0555) or CCE (Commercial Catering Equipment Dubai) 050476 2200 info@ccedubai.com, Quality Fabrication - UAE (info@qualitygrp.net), Dolphin Kitchens (dolphin.kitchens@yahoo.com).Al heloul al Haditha furniture LLC. only. |  | No alternative manufacturer for this custom fabricated item | Bk1 p342 | Floor Channel with Odor Trap & Grating - 1050mm As Per Plan | Floor Channel With Odor Trap & Grating - 1050Mm As Per Plan | area+ref
Book 1 | Basement - Waste Holding Area | WHA 1 | 2 | 2 | yes | 1.00 | Custom Fabrication |  | Prisma SPA, Rhine Kitchen - UAE, Pilsa SA, Al Barq - Shaleej Emainox - Filippo Rabadh - EMAN Ascobloc - Maik Sprint Qatar - Essam Wolf Qatar - Tony, Euro Trade Bahrain - Vassily Masria Egypt, Ginox - UAE, Ramadi Kitchen Dubai or CCE Quality Fabrication - UAE, Dolphin Kitchens .Al heloul al Haditha furniture LLC. only | Prisma SPA (+41 78677 6468), Rhine Kitchen - UAE (06 5326098), Pilsa SA (Pilsa.com), Al Barq - Shaleej +971547920080 http://www.albarqkitchen.com/, Emainox - Filippo +971 56 653 3433 https://emainox.it/, Rabadh - EMAN +966 53 871 1366 https://rabadh.com/, Ascobloc - Maik +49 172 205 5539 https://www.ascobloc.de/en/download/stainless-steel-furniture, Sprint Qatar - Essam +974 5586 7619 https://www.sprint-qatar.com/, Wolf Qatar - Tony +974 4444 2295, Euro Trade Bahrain - Vassily +97339911287 https://ecegroups.com/, Masria Egypt (0020 202-4610- 3325) , Ginox - UAE (07 2444567), Ramadi Kitchen Dubai (04 884 0555) or CCE (Commercial Catering Equipment Dubai) 050476 2200 info@ccedubai.com, Quality Fabrication - UAE (info@qualitygrp.net), Dolphin Kitchens (dolphin.kitchens@yahoo.com).Al heloul al Haditha furniture LLC. only. |  | No alternative manufacturer for this custom fabricated item | Bk1 p345 | Floor Channel with Odor Trap & Grating - 350mm As Per Plan | Floor Channel With Odor Trap & Grating - 350Mm As Per Plan | area+ref
Book 1 | Basement - Waste Holding Area | WHA 2 | 1 | 1 | yes | 1.00 | Equipment | 806 382 | Tournus | Tournus (www.tournus.com). C.O.O. France | DSS, Sofinor, Eagle Group, Mechline | DSS (dss-products.com), Sofinor (www.sofinor.com), Eagle Group (www.eaglegrp.com), Mechline (www.mechline.com) | Bk1 p346 | Cantilevered wash hand basin - knee control | Cantilevered Wash Hand Basin - Knee Control | area+ref
Book 1 | Basement - Waste Holding Area | WHA 3 | 1 | 1 | yes | 1.00 | Equipment | EX 30S | Insectocutor | Insectocutor (www.pelsis.com, hygieneproducts@tte.ae) . C.O.O. UK | Branderburg, Johnson Group | Branderburg (www.b-one.com), Johnson Group (www.johnson-group.com.hk) | Bk1 p347 | Fly Killer - 100m2 Room Coverage to suit site | Fly Killer - 100M2 Room Coverage To Suit Site | area+ref
Book 1 | Basement - Waste Holding Area | WHA 4 | 1 | 1 | yes | 1.00 | Equipment | Ambion 100 | HVAC Plasmaclean | HVAC Plasmaclean (MGK +971 4 396 8264). C.O.O. UK | Mechline Hygenikx, Aerox | Mechline Hygenikx (www.mechline.com.hgx/), Aerox (www.aeroxinjector.com) | Bk1 p348 | Plasma Ionisation Smell Reduction Unit | Plasma Ionisation Smell Reduction Unit | area+ref
Book 1 | Basement - Waste Holding Area | WHA 5 | 2 | 2 | yes | 1.00 | Equipment |  | Olefini | Olefini (www.olefini.gr) | Mars, Panasonic | Mars (www.marsair.com), Panasonic (www.panasonic.com) | Bk1 p349 | Wall Mounted Air Curtain _to suit Door width | Wall Mounted Air Curtain _To Suit Door Width | area+ref
Book 1 | Basement - Waste Holding Area | WHA 6 | 1 | 1 | yes | 1.00 | Custom Fabrication |  | Prisma SPA, Rhine Kitchen - UAE, Pilsa SA, Al Barq - Shaleej Emainox - Filippo Rabadh - EMAN Ascobloc - Maik Sprint Qatar - Essam Wolf Qatar - Tony, Euro Trade Bahrain - Vassily Masria Egypt, Ginox - UAE, Ramadi Kitchen Dubai or CCE Quality Fabrication - UAE, Dolphin Kitchens .Al heloul al Haditha furniture LLC. only | Prisma SPA (+41 78677 6468), Rhine Kitchen - UAE (06 5326098), Pilsa SA (Pilsa.com), Al Barq - Shaleej +971547920080 http://www.albarqkitchen.com/, Emainox - Filippo +971 56 653 3433 https://emainox.it/, Rabadh - EMAN +966 53 871 1366 https://rabadh.com/, Ascobloc - Maik +49 172 205 5539 https://www.ascobloc.de/en/download/stainless-steel-furniture, Sprint Qatar - Essam +974 5586 7619 https://www.sprint-qatar.com/, Wolf Qatar - Tony +974 4444 2295, Euro Trade Bahrain - Vassily +97339911287 https://ecegroups.com/, Masria Egypt (0020 202-4610- 3325) , Ginox - UAE (07 2444567), Ramadi Kitchen Dubai (04 884 0555) or CCE (Commercial Catering Equipment Dubai) 050476 2200 info@ccedubai.com, Quality Fabrication - UAE (info@qualitygrp.net), Dolphin Kitchens (dolphin.kitchens@yahoo.com).Al heloul al Haditha furniture LLC. only. |  | No alternative manufacturer for this custom fabricated item | Bk1 p350 | Stainless Steel Mobile Table * | Stainless Steel Mobile Table * | area+ref
Book 1 | Basement - Waste Holding Area | WHA 7 | 1 | 1 | yes | 1.00 | Equipment | AZP 80 | Meiko | Meiko (www.meikome.com). C.O.O. Germany | IMC | IMC (www.imco.co.uk) | Bk1 p351 | Stand Alone- Dewatering Food Waste Unit | Stand Alone- Dewatering Food Waste Unit | area+ref
Book 1 | Basement - Waste Holding Area | WHA 8 | 1 | 1 | yes | 1.00 | Equipment |  | DESMON | DESMON (www.desmon.com.cn/ sales@desmon.com.cn) | TSSC, TCTI | TSSC (Sharjah) (www.tsscgroup.com), TCTI (www.tcti.net) | Bk1 p352 | Cold Room Water Chilled - Waste Chiller | Cold Room Water Chilled - Waste Chiller | area+ref
Book 1 | Basement - Waste Holding Area | WHA 9 | 8 | 8 | yes | 1.00 | Equipment | 240 Litre Container | SULO | SULO (www.sulo.com). C.O.O. Australia | Rubbermaid | Rubbermaid (www.rubbermaid.com) | Bk1 p353 | 2-Wheel Mobile Polymer Waste Bin 240 ltr 96 kg capacity | 2-Wheel Mobile Polymer Waste Bin 240 Ltr 96 Kg Capacity | area+ref
Book 1 | Basement - Waste Holding Area | WHA 10 | 1 | 1 | yes | 1.00 | Equipment | CP 1100 | Beringer | Beringer. C.O.O. Germany | Or other muncipality approved bin matching specifications | Or other muncipality approved bin matching specifications. | Bk1 p354 | Bin Compactor 1.1 cu mtr | Bin Compactor 1.1 Cu Mtr | area+ref
Book 1 | Basement - Waste Holding Area | WHA 11 | 1 | 1 | yes | 1.00 | Equipment | B-7142-01 | T&S Brass | T&S Brass (www.tsbrass.com). C.O.O. USA. | Klarco, Randell | Klarco (www.klarco.com), Randell | Bk1 p355 | Retractable Open Hose Reel, Stainless Steel - 50' Hose Length (15M) | Retractable Open Hose Reel, Stainless Steel - 50' Hose Length (15M) | area+ref
Book 1 | Basement - Waste Holding Area | WHA 12 | 3 | 3 | yes | 1.00 | Equipment | MGB 1.1 cbm | Beringer | Beringer. C.O.O. Germany | Or other muncipality approved bin matching specifications | Or other muncipality approved bin matching specifications. | Bk1 p356 | Sliding Lid 1.1 cu Mtr Mobile Waste Bin | Sliding Lid 1.1 Cu Mtr Mobile Waste Bin | area+ref
Book 1 | Basement - Laundry Production Area | LPA 1 | 9 | 9 | yes | 1.00 | Custom Fabrication |  | Prisma SPA, Rhine Kitchen - UAE, Pilsa SA, Al Barq - Shaleej Emainox - Filippo Rabadh - EMAN Ascobloc - Maik Sprint Qatar - Essam Wolf Qatar - Tony, Euro Trade Bahrain - Vassily Masria Egypt, Ginox - UAE, Ramadi Kitchen Dubai or CCE Quality Fabrication - UAE, Dolphin Kitchens .Al heloul al Haditha furniture LLC. only | Prisma SPA (+41 78677 6468), Rhine Kitchen - UAE (06 5326098), Pilsa SA (Pilsa.com), Al Barq - Shaleej +971547920080 http://www.albarqkitchen.com/, Emainox - Filippo +971 56 653 3433 https://emainox.it/, Rabadh - EMAN +966 53 871 1366 https://rabadh.com/, Ascobloc - Maik +49 172 205 5539 https://www.ascobloc.de/en/download/stainless-steel-furniture, Sprint Qatar - Essam +974 5586 7619 https://www.sprint-qatar.com/, Wolf Qatar - Tony +974 4444 2295, Euro Trade Bahrain - Vassily +97339911287 https://ecegroups.com/, Masria Egypt (0020 202-4610- 3325) , Ginox - UAE (07 2444567), Ramadi Kitchen Dubai (04 884 0555) or CCE (Commercial Catering Equipment Dubai) 050476 2200 info@ccedubai.com, Quality Fabrication - UAE (info@qualitygrp.net), Dolphin Kitchens (dolphin.kitchens@yahoo.com).Al heloul al Haditha furniture LLC. only. |  | No alternative manufacturer for this custom fabricated item | Bk1 p360 | Floor Channel with Odor Trap & Grating - 350mm As Per Plan | Floor Channel With Odor Trap & Grating - 350Mm As Per Plan | area+ref
Book 1 | Basement - Laundry Production Area | LPA 2 | 5 | 5 | yes | 1.00 | Custom Fabrication |  | Prisma SPA, Rhine Kitchen - UAE, Pilsa SA, Al Barq - Shaleej Emainox - Filippo Rabadh - EMAN Ascobloc - Maik Sprint Qatar - Essam Wolf Qatar - Tony, Euro Trade Bahrain - Vassily Masria Egypt, Ginox - UAE, Ramadi Kitchen Dubai or CCE Quality Fabrication - UAE, Dolphin Kitchens .Al heloul al Haditha furniture LLC. only | Prisma SPA (+41 78677 6468), Rhine Kitchen - UAE (06 5326098), Pilsa SA (Pilsa.com), Al Barq - Shaleej +971547920080 http://www.albarqkitchen.com/, Emainox - Filippo +971 56 653 3433 https://emainox.it/, Rabadh - EMAN +966 53 871 1366 https://rabadh.com/, Ascobloc - Maik +49 172 205 5539 https://www.ascobloc.de/en/download/stainless-steel-furniture, Sprint Qatar - Essam +974 5586 7619 https://www.sprint-qatar.com/, Wolf Qatar - Tony +974 4444 2295, Euro Trade Bahrain - Vassily +97339911287 https://ecegroups.com/, Masria Egypt (0020 202-4610- 3325) , Ginox - UAE (07 2444567), Ramadi Kitchen Dubai (04 884 0555) or CCE (Commercial Catering Equipment Dubai) 050476 2200 info@ccedubai.com, Quality Fabrication - UAE (info@qualitygrp.net), Dolphin Kitchens (dolphin.kitchens@yahoo.com).Al heloul al Haditha furniture LLC. only. |  | No alternative manufacturer for this custom fabricated item | Bk1 p361 | Floor Channel with Odor Trap & Grating - 450mmx350mm As Per Plan | Floor Channel With Odor Trap & Grating - 450Mmx350Mm As Per Plan | area+ref
Book 1 | Basement - Laundry Production Area | LPA 3 | 1 | 1 | yes | 1.00 | Custom Fabrication |  | Prisma SPA, Rhine Kitchen - UAE, Pilsa SA, Al Barq - Shaleej Emainox - Filippo Rabadh - EMAN Ascobloc - Maik Sprint Qatar - Essam Wolf Qatar - Tony, Euro Trade Bahrain - Vassily Masria Egypt, Ginox - UAE, Ramadi Kitchen Dubai or CCE Quality Fabrication - UAE, Dolphin Kitchens .Al heloul al Haditha furniture LLC. only | Prisma SPA (+41 78677 6468), Rhine Kitchen - UAE (06 5326098), Pilsa SA (Pilsa.com), Al Barq - Shaleej +971547920080 http://www.albarqkitchen.com/, Emainox - Filippo +971 56 653 3433 https://emainox.it/, Rabadh - EMAN +966 53 871 1366 https://rabadh.com/, Ascobloc - Maik +49 172 205 5539 https://www.ascobloc.de/en/download/stainless-steel-furniture, Sprint Qatar - Essam +974 5586 7619 https://www.sprint-qatar.com/, Wolf Qatar - Tony +974 4444 2295, Euro Trade Bahrain - Vassily +97339911287 https://ecegroups.com/, Masria Egypt (0020 202-4610- 3325) , Ginox - UAE (07 2444567), Ramadi Kitchen Dubai (04 884 0555) or CCE (Commercial Catering Equipment Dubai) 050476 2200 info@ccedubai.com, Quality Fabrication - UAE (info@qualitygrp.net), Dolphin Kitchens (dolphin.kitchens@yahoo.com).Al heloul al Haditha furniture LLC. only. |  | No alternative manufacturer for this custom fabricated item | Bk1 p362 | Twin Bowl Sink w/o drainer * | Twin Bowl Sink W/O Drainer * | area+ref
Book 1 | Basement - Laundry Production Area | LPA 3a | 1 | 1 | yes | 1.00 | Equipment | Various (B-0226-V15-WH4 + B-3950-01) | T&S Brass | T&S Brass (www.tsbrass.com). C.O.O. USA. | Klarco, Kraus | Klarco (www.klarco.com), Kraus(www.krausproducts.com) | Bk1 p363 | Faucet and other Attachments - Sink Unit | Faucet And Other Attachments - Sink Unit | area+ref
Book 1 | Basement - Laundry Production Area | LPA 4 | 2 | 2 | yes | 1.00 | Equipment | 806 382 | Tournus | Tournus (www.tournus.com). C.O.O. France | DSS, Sofinor, Eagle Group, Mechline | DSS (dss-products.com), Sofinor (www.sofinor.com), Eagle Group (www.eaglegrp.com), Mechline (www.mechline.com) | Bk1 p364 | Cantilevered wash hand basin - knee control | Cantilevered Wash Hand Basin - Knee Control | area+ref
Book 1 | Basement - Laundry Production Area | LPA 5 | 3 | 3 | yes | 1.00 | Equipment | 1883552 (Streamline) | Rubbermaid | Rubbermaid(www.rubbermaid.com). C.O.O. U.S.A. | Carlisle, Green Revolution, Cosmoplast | Carlisle (www.carlislefsp.com), Green Revolution (www.green-revolution.in), Cosmoplast (www.cosmoplast.com) | Bk1 p365 | Mobile Waste Bin Slim Jim Step-On (Beige color) | Mobile Waste Bin Slim Jim Step-On (Beige Color) | area+ref
Book 1 | Basement - Laundry Production Area | LPA 6 | 5 | 5 | yes | 1.00 | Equipment | EX 30S | Insectocutor | Insectocutor (www.pelsis.com, hygieneproducts@tte.ae) . C.O.O. UK | Branderburg, Johnson Group | Branderburg (www.b-one.com), Johnson Group (www.johnson-group.com.hk) | Bk1 p366 | Fly Killer - 100m2 Room Coverage to suit site | Fly Killer - 100M2 Room Coverage To Suit Site | area+ref
Book 1 | Basement - Laundry Production Area | LPA 7 | 1 | 1 | yes | 1.00 | Equipment | FH-133-II | Detecto | Detecto (www.deteco.com). C.O.O. U.S.A. | Omega, Cardinal | Omega (www.omega.com), Cardinal (www.cardinalscales.com) | Bk1 p367 | Floor Hugger Scale | Floor Hugger Scale | area+ref
Book 1 | Basement - Laundry Production Area | LPA 8 | 1 | 1 | yes | 1.00 | Equipment | Y-151 Seal | thermopatch | thermopatch (www.thermopatch.biz). C.O.O. Holland | Polymark, Newfound | Polymark (www.polymark.com), Newfound (www.newfound.com.au) | Bk1 p368 | Marking Machine | Marking Machine | area+ref
Book 1 | Basement - Laundry Production Area | LPA 9 | 1 | 1 | yes | 1.00 | Custom Fabrication |  | Prisma SPA, Rhine Kitchen - UAE, Pilsa SA, Al Barq - Shaleej Emainox - Filippo Rabadh - EMAN Ascobloc - Maik Sprint Qatar - Essam Wolf Qatar - Tony, Euro Trade Bahrain - Vassily Masria Egypt, Ginox - UAE, Ramadi Kitchen Dubai or CCE Quality Fabrication - UAE, Dolphin Kitchens .Al heloul al Haditha furniture LLC. only | Prisma SPA (+41 78677 6468), Rhine Kitchen - UAE (06 5326098), Pilsa SA (Pilsa.com), Al Barq - Shaleej +971547920080 http://www.albarqkitchen.com/, Emainox - Filippo +971 56 653 3433 https://emainox.it/, Rabadh - EMAN +966 53 871 1366 https://rabadh.com/, Ascobloc - Maik +49 172 205 5539 https://www.ascobloc.de/en/download/stainless-steel-furniture, Sprint Qatar - Essam +974 5586 7619 https://www.sprint-qatar.com/, Wolf Qatar - Tony +974 4444 2295, Euro Trade Bahrain - Vassily +97339911287 https://ecegroups.com/, Masria Egypt (0020 202-4610- 3325) , Ginox - UAE (07 2444567), Ramadi Kitchen Dubai (04 884 0555) or CCE (Commercial Catering Equipment Dubai) 050476 2200 info@ccedubai.com, Quality Fabrication - UAE (info@qualitygrp.net), Dolphin Kitchens (dolphin.kitchens@yahoo.com).Al heloul al Haditha furniture LLC. only. |  | No alternative manufacturer for this custom fabricated item | Bk1 p369 | Table - Wall Type with undershelf and drawer nest 2 mm top * | Table - Wall Type With Undershelf And Drawer Nest 2 Mm Top * | area+ref
Book 1 | Basement - Laundry Production Area | LPA 10 | 33 | 33 | yes | 1.00 | Equipment |  | Dandux ( | Dandux (www.crdaniels.com | Newmatic, MOD, parrs | Newmatic (www.newmatic.ae),MOD (www.modlaundry.com), parrs (www.parrs.co.uk) | Bk1 p370 | 12 Bushel Nesting Truck | 12 Bushel Nesting Truck | area+ref
Book 1 | Basement - Laundry Production Area | LPA 11 | 2 | 2 | yes | 1.00 | Equipment | HS 6008 LCE | Girbau | Girbau (www.girbau.com). C.O.O. Spain | Electrolux, IPSO, Unimac | Electrolux (professional.electrolux.com), IPSO (www.ipso.com), Unimac (www.unimac.com) | Bk1 p371 | 9 kg Washer Extractor - Soft Mount - Electric _Stacked | 9 Kg Washer Extractor - Soft Mount - Electric _Stacked | area+ref
Book 1 | Basement - Laundry Production Area | LPA 12 | 2 | 2 | yes | 1.00 | Equipment | SLI-9U E | Girbau | Girbau (www.girbau.com). C.O.O. Spain | Electrolux, IPSO, Unimac | Electrolux (professional.electrolux.com), IPSO (www.ipso.com), Unimac (www.unimac.com) | Bk1 p372 | 9 kg Tumble Dryer - Electric | 9 Kg Tumble Dryer - Electric | area+ref
Book 1 | Basement - Laundry Production Area | LPA 13 | 1 | 1 | yes | 1.00 | Equipment | HS-6024ICE | Girbau | Girbau (www.girbau.com). C.O.O. Spain | Electrolux, IPSO, Unimac | Electrolux (professional.electrolux.com), IPSO (www.ipso.com), Unimac (www.unimac.com) | Bk1 p373 | Washer Extractor / Wet Cleaning - 27 KG | Washer Extractor / Wet Cleaning - 27 Kg | area+ref
Book 1 | Basement - Laundry Production Area | LPA 14 | 1 | 1 | yes | 1.00 | Equipment | HS 6057 EASY LOAD | Girbau | Girbau (www.girbau.com). C.O.O. Spain | Electrolux, IPSO, Unimac | Electrolux (professional.electrolux.com), IPSO (www.ipso.com), Unimac (www.unimac.com) | Bk1 p374 | 63 kg Washer Extractor - Soft Mount - Electric | 63 Kg Washer Extractor - Soft Mount - Electric | area+ref
Book 1 | Basement - Laundry Production Area | LPA 15 | 3 | 3 | yes | 1.00 | Equipment | HS 6110ICV | Girbau | Girbau (www.girbau.com). C.O.O. Spain | Electrolux, IPSO, Unimac | Electrolux (professional.electrolux.com), IPSO (www.ipso.com), Unimac (www.unimac.com) | Bk1 p375 | 122 kg Washer Extractor - Soft Mount - Steam | 122 Kg Washer Extractor - Soft Mount - Steam | area+ref
Book 1 | Basement - Laundry Production Area | LPA 16 | 1 | 1 | yes | 1.00 | Equipment |  | Forenta | Forenta (www.forentausa.com) | Electrolux, Ghidini, Rotondi | Electrolux (www.professional.electrolux.com), Ghidini (www.ghidini.it), Rotondi (www.rotondigroup.com) | Bk1 p376 | Spotting Board | Spotting Board | area+ref
Book 1 | Basement - Laundry Production Area | LPA 17 | 1 | 1 | yes | 1.00 | Equipment |  | Firbimatic | Firbimatic (www.firbimatic.it) | Real Star, Techno Dry, Union | Real Star, Techno Dry, Union | Bk1 p377 | Dry Clean Machine 10-12 kg Electric | Dry Clean Machine 10-12 Kg Electric | area+ref
Book 1 | Basement - Laundry Production Area | LPA 18 | 1 | 1 | yes | 1.00 | Equipment | SE-490 | Speakman . 0 | Speakman (www.speakmancompany.com). C.O.O. 0 | lab safety, Drench, T&S | lab safety (www.labsafety.com), Drench (www.laundryutilitysinkfaucets.tk), T&S (www.tsbrass.com) | Bk1 p378 | Eye Wash- wall mounted | Eye Wash- Wall Mounted | area+ref
Book 1 | Basement - Laundry Production Area | LPA 19 | 12 | 12 | yes | 1.00 | Equipment |  | Hupfer | Hupfer (www.hupfer.de) | DSS, Metro, Tournus, Tonon | DSS (www.dss-products.com / dannyk88@singnet.com.sg), Metro (www.intermetro.com), Tournus (www.tournus.com), Tonon (www.tonon.com) | Bk1 p379 | Anodized Aluminium Slatted 4 Tier Rack | Anodized Aluminium Slatted 4 Tier Rack | area+ref
Book 1 | Basement - Laundry Production Area | LPA 20 | 2 | 2 | yes | 1.00 | Equipment | ED1250E | Girbau | Girbau (www.girbau.com). C.O.O. Spain | Electrolux, IPSO, Unimac | Electrolux (professional.electrolux.com), IPSO (www.ipso.com), Unimac (www.unimac.com) | Bk1 p380 | 62 kg Tumble Dryer - Electric | 62 Kg Tumble Dryer - Electric | area+ref
Book 1 | Basement - Laundry Production Area | LPA 21 | 2 | 2 | yes | 1.00 | Equipment | ED660E | Girbau | Girbau (www.girbau.com). C.O.O. Spain | Electrolux, Unimac | Electrolux (professional.electrolux.com), Unimac (www.unimac.com) | Bk1 p381 | 33 kg Tumble Dryer - Electric | 33 Kg Tumble Dryer - Electric | area+ref
Book 1 | Basement - Laundry Production Area | LPA 22 | 1 | 1 | yes | 1.00 | Equipment | CPTBS-10 | Girbau | Girbau (www.girbau.com). C.O.O. Spain | 0 | 0 | Bk1 p382 | Central Lint Collector | Central Lint Collector | area+ref
Book 1 | Basement - Laundry Production Area | LPA 23 | 1 | 1 | yes | 1.00 | Custom Fabrication |  | Prisma SPA, Rhine Kitchen - UAE, Pilsa SA, Al Barq - Shaleej Emainox - Filippo Rabadh - EMAN Ascobloc - Maik Sprint Qatar - Essam Wolf Qatar - Tony, Euro Trade Bahrain - Vassily Masria Egypt, Ginox - UAE, Ramadi Kitchen Dubai or CCE Quality Fabrication - UAE, Dolphin Kitchens .Al heloul al Haditha furniture LLC. only | Prisma SPA (+41 78677 6468), Rhine Kitchen - UAE (06 5326098), Pilsa SA (Pilsa.com), Al Barq - Shaleej +971547920080 http://www.albarqkitchen.com/, Emainox - Filippo +971 56 653 3433 https://emainox.it/, Rabadh - EMAN +966 53 871 1366 https://rabadh.com/, Ascobloc - Maik +49 172 205 5539 https://www.ascobloc.de/en/download/stainless-steel-furniture, Sprint Qatar - Essam +974 5586 7619 https://www.sprint-qatar.com/, Wolf Qatar - Tony +974 4444 2295, Euro Trade Bahrain - Vassily +97339911287 https://ecegroups.com/, Masria Egypt (0020 202-4610- 3325) , Ginox - UAE (07 2444567), Ramadi Kitchen Dubai (04 884 0555) or CCE (Commercial Catering Equipment Dubai) 050476 2200 info@ccedubai.com, Quality Fabrication - UAE (info@qualitygrp.net), Dolphin Kitchens (dolphin.kitchens@yahoo.com).Al heloul al Haditha furniture LLC. only. |  | No alternative manufacturer for this custom fabricated item | Bk1 p383 | Mobile Table * | Mobile Table * | area+ref
Book 1 | Basement - Laundry Production Area | LPA 24 | 1 | 1 | yes | 1.00 | Equipment | COMPACT 80.33 | Girbau | Girbau (www.girbau.com). C.O.O. Spain | Electrolux, IPSO, Unimac | Electrolux (professional.electrolux.com), IPSO (www.ipso.com), Unimac (www.unimac.com) | Bk1 p384 | Compact Flatwork Ironer and Folder - Electric (Evaporation 120 lt/hr) | Compact Flatwork Ironer And Folder - Electric (Evaporation 120 Lt/Hr) | area+ref
Book 1 | Basement - Laundry Production Area | LPA 25 | 1 | 1 | yes | 1.00 | Equipment |  | Lavatec | Lavatec (www.lavatec.com) | Chicago, Jensen, Electrolux | Chicago, Jensen, Electrolux | Bk1 p385 | Towel Folder | Towel Folder | area+ref
Book 1 | Basement - Laundry Production Area | LPA 26 | 20 | 20 | yes | 1.00 | Equipment |  | Picchi | Picchi (www.picchisnc.com) | Whites, Custom, Newmatic | Whites, Custom, Newmatic | Bk1 p386 | Enclosed Wire Upright Linen Transporter - 400 Kg | Enclosed Wire Upright Linen Transporter - 400 Kg | area+ref
Book 1 | Basement - Laundry Production Area | LPA 27 | 1 | 1 | yes | 1.00 | Equipment |  | Rol Air | Rol Air (www.rolair.net) | Ingersoll Rand, Swan, Kaeser | Ingersoll Rand (www.ingersollrandproducts.com), Swan (www.swancompressor.com), Kaeser (www.kaeser.com) | Bk1 p387 | Twin Industrial Compressor with One Tank and Air Dryer | Twin Industrial Compressor With One Tank And Air Dryer | area+ref
Book 1 | Basement - Laundry Production Area | LPA 28 | 1 | 1 | yes | 1.00 | Equipment |  | Rema | Rema (www.remadryvac.com) | Goldman, Centrax | Goldman (www.goldmanusa.com), Centrax (www.centrax.com.mx) | Bk1 p388 | Air Vacuum Machine - 1 upto 20 presses (Based On Laundry Requirement) | Air Vacuum Machine - 1 Upto 20 Presses (Based On Laundry Requirement) | area+ref
Book 1 | Basement - Laundry Production Area | LPA 29 | 1 | 1 | yes | 1.00 | Equipment |  | singer | singer (www.singer.com) | Brother, Dema | Brother (www.tjhughes.co.uk), Dema (www.sewingindustrialmachines.com) | Bk1 p389 | Sewing Machine with table | Sewing Machine With Table | area+ref
Book 1 | Basement - Laundry Production Area | LPA 30 | 7 | 7 | yes | 1.00 | Custom Fabrication |  | Prisma SPA, Rhine Kitchen - UAE, Pilsa SA, Al Barq - Shaleej Emainox - Filippo Rabadh - EMAN Ascobloc - Maik Sprint Qatar - Essam Wolf Qatar - Tony, Euro Trade Bahrain - Vassily Masria Egypt, Ginox - UAE, Ramadi Kitchen Dubai or CCE Quality Fabrication - UAE, Dolphin Kitchens .Al heloul al Haditha furniture LLC. only | Prisma SPA (+41 78677 6468), Rhine Kitchen - UAE (06 5326098), Pilsa SA (Pilsa.com), Al Barq - Shaleej +971547920080 http://www.albarqkitchen.com/, Emainox - Filippo +971 56 653 3433 https://emainox.it/, Rabadh - EMAN +966 53 871 1366 https://rabadh.com/, Ascobloc - Maik +49 172 205 5539 https://www.ascobloc.de/en/download/stainless-steel-furniture, Sprint Qatar - Essam +974 5586 7619 https://www.sprint-qatar.com/, Wolf Qatar - Tony +974 4444 2295, Euro Trade Bahrain - Vassily +97339911287 https://ecegroups.com/, Masria Egypt (0020 202-4610- 3325) , Ginox - UAE (07 2444567), Ramadi Kitchen Dubai (04 884 0555) or CCE (Commercial Catering Equipment Dubai) 050476 2200 info@ccedubai.com, Quality Fabrication - UAE (info@qualitygrp.net), Dolphin Kitchens (dolphin.kitchens@yahoo.com).Al heloul al Haditha furniture LLC. only. |  | No alternative manufacturer for this custom fabricated item | Bk1 p390 | Mobile Clothes Rail | Mobile Clothes Rail | area+ref
Book 1 | Basement - Laundry Production Area | LPA 31 | 1 | 1 | yes | 1.00 | Custom Fabrication |  | Prisma SPA, Rhine Kitchen - UAE, Pilsa SA, Al Barq - Shaleej Emainox - Filippo Rabadh - EMAN Ascobloc - Maik Sprint Qatar - Essam Wolf Qatar - Tony, Euro Trade Bahrain - Vassily Masria Egypt, Ginox - UAE, Ramadi Kitchen Dubai or CCE Quality Fabrication - UAE, Dolphin Kitchens .Al heloul al Haditha furniture LLC. only | Prisma SPA (+41 78677 6468), Rhine Kitchen - UAE (06 5326098), Pilsa SA (Pilsa.com), Al Barq - Shaleej +971547920080 http://www.albarqkitchen.com/, Emainox - Filippo +971 56 653 3433 https://emainox.it/, Rabadh - EMAN +966 53 871 1366 https://rabadh.com/, Ascobloc - Maik +49 172 205 5539 https://www.ascobloc.de/en/download/stainless-steel-furniture, Sprint Qatar - Essam +974 5586 7619 https://www.sprint-qatar.com/, Wolf Qatar - Tony +974 4444 2295, Euro Trade Bahrain - Vassily +97339911287 https://ecegroups.com/, Masria Egypt (0020 202-4610- 3325) , Ginox - UAE (07 2444567), Ramadi Kitchen Dubai (04 884 0555) or CCE (Commercial Catering Equipment Dubai) 050476 2200 info@ccedubai.com, Quality Fabrication - UAE (info@qualitygrp.net), Dolphin Kitchens (dolphin.kitchens@yahoo.com).Al heloul al Haditha furniture LLC. only. |  | No alternative manufacturer for this custom fabricated item | Bk1 p391 | Pigeon Hole Set * | Pigeon Hole Set * | area+ref
Book 1 | Basement - Laundry Production Area | LPA 32 | 1 | 1 | yes | 1.00 | Equipment |  | YAC - JAPAN | YAC - JAPAN (www.yacjapan.in) | Hoffman Newyorker, Unipress | www.ramsonsindia.com, Hoffman Newyorker, Unipress | Bk1 p392 | Semi-Auto Shirt Folder 120 shirts/h | Semi-Auto Shirt Folder 120 Shirts/H | area+ref
Book 1 | Basement - Laundry Production Area | LPA 33 | 1 | 1 | yes | 1.00 | Equipment | H603B | ORA | ORA (www.o-r-a.eu). C.O.O. Italy | Rotondi, Artmecc | Rotondi, Artmecc | Bk1 p393 | Mobile Wrapping Trolley | Mobile Wrapping Trolley | area+ref
Book 1 | Basement - Laundry Production Area | LPA 34 | 4 | 4 | yes | 1.00 | Custom Fabrication |  | Forenta | Forenta (www.forentausa.com) | Hoffman, Unipress | Hoffman, Unipress | Bk1 p394 | Damp Boxes * | Damp Boxes * | area+ref
Book 1 | Basement - Laundry Production Area | LPA 35 | 1 | 1 | yes | 1.00 | Equipment |  | Ghidini | Ghidini(www.ghidini-gb.it) | Forenta, Rotondi, Pony | Forenta,Rotondi,Pony | Bk1 p395 | Mushroom Press | Mushroom Press | area+ref
Book 1 | Basement - Laundry Production Area | LPA 36 | 1 | 1 | yes | 1.00 | Equipment |  | Forenta | Forenta (www.forentausa.com) | Cissell, Pony, Rotondi | Cissell, Pony, Rotondi | Bk1 p396 | Pant Topper | Pant Topper | area+ref
Book 1 | Basement - Laundry Production Area | LPA 37 | 1 | 1 | yes | 1.00 | Equipment |  | Forenta | Forenta (www.forentausa.com) | 0 | 0 | Bk1 p397 | Collar-Cuff-Yoke Presses | Collar-Cuff-Yoke Presses | area+ref
Book 1 | Basement - Laundry Production Area | LPA 38 | 1 | 1 | yes | 1.00 | Equipment |  | Forenta | Forenta (www.forentausa.com) |  | - | Bk1 p398 | Cabinet Sleever | Cabinet Sleever | area+ref
Book 1 | Basement - Laundry Production Area | LPA 39 | 1 | 1 | yes | 1.00 | Equipment |  | YAC - JAPAN | YAC - JAPAN (www.yacjapan.in) | Electrolux, Forenta, Rotondi | Electrolux (www.professional.electrolux.com), Forenta (www.forentausa.com), Rotondi (www.rotondigroup.com) | Bk1 p399 | Double Body Press | Double Body Press | area+ref
Book 1 | Basement - Laundry Production Area | LPA 40 | 1 | 1 | yes | 1.00 | Equipment |  | Forenta | Forenta (www.forentausa.com) | Electrolux, Ghidini, Rotondi | Electrolux (www.professional.electrolux.com), Ghidini (www.ghidini.it), Rotondi (www.rotondigroup.com) | Bk1 p400 | Triple Collar Former - Electric | Triple Collar Former - Electric | area+ref
Book 1 | Basement - Laundry Production Area | LPA 41 | 1 | 1 | yes | 1.00 | Equipment |  | Forenta | Forenta (www.forentausa.com) | Electrolux, Rotondi, Pony | Electrolux (www.professional.electrolux.com), Rotondi,Pony | Bk1 p401 | Laundry Utility Press - Scissor | Laundry Utility Press - Scissor | area+ref
Book 1 | Basement - Laundry Production Area | LPA 42 | 1 | 1 | yes | 1.00 | Equipment |  | Forenta | Forenta (www.forentausa.com) | Rotondi, Hoffman, Cocchi | Rotondi, Hoffman, Cocchi | Bk1 p402 | Utility Drycleaning Press, Water Spray | Utility Drycleaning Press, Water Spray | area+ref
Book 1 | Basement - Laundry Production Area | LPA 43 | 1 | 1 | yes | 1.00 | Equipment |  | Forenta | Forenta (www.forentausa.com) | Electrolux, Ghidini, Rotondi | Electrolux (www.professional.electrolux.com), Ghidini (www.ghidini.it), Rotondi (www.rotondigroup.com) | Bk1 p403 | Steam-Air Form Finisher | Steam-Air Form Finisher | area+ref
Book 1 | Basement - Laundry Production Area | LPA 44 | 1 | 1 | yes | 1.00 | Equipment |  | Ghidini | Ghidini(www.ghidini-gb.it) | Electrolux, Forenta, Rotondi | Electrolux (www.professional.electrolux.com), Forenta (www.forentausa.com), Rotondi (www.rotondigroup.com) | Bk1 p404 | Steam-Vacuum Boards with Up-Air | Steam-Vacuum Boards With Up-Air | area+ref
Book 1 | Basement - Laundry Production Area | LPA 45 | 1 | 1 | yes | 1.00 | Equipment |  | Forenta | Forenta (www.forentausa.com) | Electrolux, Ghidini, Rotondi | Electrolux (www.professional.electrolux.com), Ghidini (www.ghidini.it), Rotondi (www.rotondigroup.com) | Bk1 p405 | Touch-Up Board - All Steam | Touch-Up Board - All Steam | area+ref
Book 1 | Basement - Laundry Production Area | LPA 46 | 1 | 1 | yes | 1.00 | Equipment | Ambion 100 | HVAC Plasmaclean | HVAC Plasmaclean (MGK +971 4 396 8264). C.O.O. UK | Mechline Hygenikx, Aerox | Mechline Hygenikx (www.mechline.com.hgx/), Aerox (www.aeroxinjector.com) | Bk1 p406 | Plasma Ionisation Smell Reduction Unit | Plasma Ionisation Smell Reduction Unit | area+ref
Book 1 | Basement - Laundry Production Area | LPA 47 | 7 | 7 | yes | 1.00 | Custom Fabrication |  | Prisma SPA, Rhine Kitchen - UAE, Pilsa SA, Al Barq - Shaleej Emainox - Filippo Rabadh - EMAN Ascobloc - Maik Sprint Qatar - Essam Wolf Qatar - Tony, Euro Trade Bahrain - Vassily Masria Egypt, Ginox - UAE, Ramadi Kitchen Dubai or CCE Quality Fabrication - UAE, Dolphin Kitchens .Al heloul al Haditha furniture LLC. only | Prisma SPA (+41 78677 6468), Rhine Kitchen - UAE (06 5326098), Pilsa SA (Pilsa.com), Al Barq - Shaleej +971547920080 http://www.albarqkitchen.com/, Emainox - Filippo +971 56 653 3433 https://emainox.it/, Rabadh - EMAN +966 53 871 1366 https://rabadh.com/, Ascobloc - Maik +49 172 205 5539 https://www.ascobloc.de/en/download/stainless-steel-furniture, Sprint Qatar - Essam +974 5586 7619 https://www.sprint-qatar.com/, Wolf Qatar - Tony +974 4444 2295, Euro Trade Bahrain - Vassily +97339911287 https://ecegroups.com/, Masria Egypt (0020 202-4610- 3325) , Ginox - UAE (07 2444567), Ramadi Kitchen Dubai (04 884 0555) or CCE (Commercial Catering Equipment Dubai) 050476 2200 info@ccedubai.com, Quality Fabrication - UAE (info@qualitygrp.net), Dolphin Kitchens (dolphin.kitchens@yahoo.com).Al heloul al Haditha furniture LLC. only. |  | No alternative manufacturer for this custom fabricated item | Bk1 p407 | Floor Channel with Odor Trap & Grating - 2050mmx550mm As Per Plan | Floor Channel With Odor Trap & Grating - 2050Mmx550Mm As Per Plan | area+ref
Book 1 | Basement - Uniform Exchange Area | ECL 3 | 1 | 1 | yes | 1.00 | Equipment | 1883552 (Streamline) | Rubbermaid | Rubbermaid(www.rubbermaid.com). C.O.O. U.S.A. | Carlisle, Green Revolution, Cosmoplast | Carlisle (www.carlislefsp.com), Green Revolution (www.green-revolution.in), Cosmoplast (www.cosmoplast.com) | Bk1 p412 | Mobile Waste Bin Slim Jim Step-On (Beige color) | Mobile Waste Bin Slim Jim Step-On (Beige Color) | area+ref
Book 1 | Basement - Uniform Exchange Area | ECL 4 | 2 | 2 | yes | 1.00 | Equipment |  | Dandux ( | Dandux (www.crdaniels.com | Newmatic, MOD, parrs | Newmatic (www.newmatic.ae),MOD (www.modlaundry.com), parrs (www.parrs.co.uk) | Bk1 p413 | 12 Bushel Nesting Truck | 12 Bushel Nesting Truck | area+ref
Book 1 | Basement - Uniform Exchange Area | ECL 5 | 2 | 2 | yes | 1.00 | Equipment |  | White | White (www.white-conveyors.com) | Cissell, SRS | Cissell (www.cissell.com), SRS (www.srsconveyors.com) | Bk1 p414 | Single Deck Conveyor - 300 Slot | Single Deck Conveyor - 300 Slot | area+ref
Book 1 | Basement - Uniform Exchange Area | ECL 6 | 10 | 10 | yes | 1.00 | Custom Fabrication |  | Prisma SPA, Rhine Kitchen - UAE, Pilsa SA, Al Barq - Shaleej Emainox - Filippo Rabadh - EMAN Ascobloc - Maik Sprint Qatar - Essam Wolf Qatar - Tony, Euro Trade Bahrain - Vassily Masria Egypt, Ginox - UAE, Ramadi Kitchen Dubai or CCE Quality Fabrication - UAE, Dolphin Kitchens .Al heloul al Haditha furniture LLC. only | Prisma SPA (+41 78677 6468), Rhine Kitchen - UAE (06 5326098), Pilsa SA (Pilsa.com), Al Barq - Shaleej +971547920080 http://www.albarqkitchen.com/, Emainox - Filippo +971 56 653 3433 https://emainox.it/, Rabadh - EMAN +966 53 871 1366 https://rabadh.com/, Ascobloc - Maik +49 172 205 5539 https://www.ascobloc.de/en/download/stainless-steel-furniture, Sprint Qatar - Essam +974 5586 7619 https://www.sprint-qatar.com/, Wolf Qatar - Tony +974 4444 2295, Euro Trade Bahrain - Vassily +97339911287 https://ecegroups.com/, Masria Egypt (0020 202-4610- 3325) , Ginox - UAE (07 2444567), Ramadi Kitchen Dubai (04 884 0555) or CCE (Commercial Catering Equipment Dubai) 050476 2200 info@ccedubai.com, Quality Fabrication - UAE (info@qualitygrp.net), Dolphin Kitchens (dolphin.kitchens@yahoo.com).Al heloul al Haditha furniture LLC. only. |  | No alternative manufacturer for this custom fabricated item | Bk1 p415 | Single Garment Rack Trolley | Single Garment Rack Trolley | area+ref
Book 1 | Basement - Uniform Exchange Area | ECL 7 | 1 | 1 | yes | 1.00 | Equipment |  | singer | singer (www.singer.com) | Brother, Dema | Brother (www.tjhughes.co.uk), Dema (www.sewingindustrialmachines.com) | Bk1 p416 | Sewing Machine with table | Sewing Machine With Table | area+ref
Book 1 | Ground Floor - Hot Kitchen Area | MDA 1 | 2 | 2 | yes | 1.00 | Custom Fabrication |  | Prisma SPA, Rhine Kitchen - UAE, Pilsa SA, Al Barq - Shaleej Emainox - Filippo Rabadh - EMAN Ascobloc - Maik Sprint Qatar - Essam Wolf Qatar - Tony, Euro Trade Bahrain - Vassily Masria Egypt, Ginox - UAE, Ramadi Kitchen Dubai or CCE Quality Fabrication - UAE, Dolphin Kitchens .Al heloul al Haditha furniture LLC. only | Prisma SPA (+41 78677 6468), Rhine Kitchen - UAE (06 5326098), Pilsa SA (Pilsa.com), Al Barq - Shaleej +971547920080 http://www.albarqkitchen.com/, Emainox - Filippo +971 56 653 3433 https://emainox.it/, Rabadh - EMAN +966 53 871 1366 https://rabadh.com/, Ascobloc - Maik +49 172 205 5539 https://www.ascobloc.de/en/download/stainless-steel-furniture, Sprint Qatar - Essam +974 5586 7619 https://www.sprint-qatar.com/, Wolf Qatar - Tony +974 4444 2295, Euro Trade Bahrain - Vassily +97339911287 https://ecegroups.com/, Masria Egypt (0020 202-4610- 3325) , Ginox - UAE (07 2444567), Ramadi Kitchen Dubai (04 884 0555) or CCE (Commercial Catering Equipment Dubai) 050476 2200 info@ccedubai.com, Quality Fabrication - UAE (info@qualitygrp.net), Dolphin Kitchens (dolphin.kitchens@yahoo.com).Al heloul al Haditha furniture LLC. only. |  | No alternative manufacturer for this custom fabricated item | Bk1 p420 | Floor Channel with Odor Trap & Grating - 350mm As Per Plan | Floor Channel With Odor Trap & Grating - 350Mm As Per Plan | area+ref
Book 1 | Ground Floor - Hot Kitchen Area | MDA 2 | 2 | 2 | yes | 1.00 | Equipment | 806 382 | Tournus | Tournus (www.tournus.com). C.O.O. France | DSS, Sofinor, Eagle Group, Mechline | DSS (dss-products.com), Sofinor (www.sofinor.com), Eagle Group (www.eaglegrp.com), Mechline (www.mechline.com) | Bk1 p421 | Cantilevered wash hand basin - knee control | Cantilevered Wash Hand Basin - Knee Control | area+ref
Book 1 | Ground Floor - Hot Kitchen Area | MDA 3 | 2 | 2 | yes | 1.00 | Equipment | ZF105 | Insectocutor | Insectocutor (www.pelsis.com, hygieneproducts@tte.ae) . C.O.O. UK | Branderburg, Johnson Group | Branderburg (www.b-one.com), Johnson Group (www.johnson-group.com.hk) | Bk1 p422 | Fly Killer - Ss Cover- Glueboard to suit site | Fly Killer - Ss Cover- Glueboard To Suit Site | area+ref
Book 1 | Ground Floor - Hot Kitchen Area | MDA 4 | 2 | 2 | yes | 1.00 | Equipment | 2620 | Rubbermaid | Rubbermaid(www.rubbermaid.com). C.O.O. U.S.A. | Cambro, Trolly and Bin | Cambro (www.cambro.com), Trolly and Bin (www.trollyandbin.co.za) | Bk1 p423 | Mobile Waste Bin - Brute Undercounter | Mobile Waste Bin - Brute Undercounter | area+ref
Book 1 | Ground Floor - Hot Kitchen Area | MDA 5 | 2 | 2 | yes | 1.00 | Equipment | 1883552 (Streamline) | Rubbermaid | Rubbermaid(www.rubbermaid.com). C.O.O. U.S.A. | Carlisle, Green Revolution, Cosmoplast | Carlisle (www.carlislefsp.com), Green Revolution (www.green-revolution.in), Cosmoplast (www.cosmoplast.com) | Bk1 p424 | Mobile Waste Bin Slim Jim Step-On (Beige color) | Mobile Waste Bin Slim Jim Step-On (Beige Color) | area+ref
Book 1 | Ground Floor - Hot Kitchen Area | MDA 6 | 1 | 1 | yes | 1.00 | Equipment | 816 422 | Tournus | Tournus (www.tournus.com). C.O.O. France | Sofinor, Bourgeat | Sofinor (www.sofinor.com), Bourgeat(www.bourgeat.fr) | Bk1 p425 | Knife Steriliser with UV Light -15 Knife 1 Door Cabinet with Magnetized Bar | Knife Steriliser With Uv Light -15 Knife 1 Door Cabinet With Magnetized Bar | area+ref
Book 1 | Ground Floor - Hot Kitchen Area | MDA 7 | 1 | 1 | yes | 1.00 | Custom Fabrication |  | Prisma SPA, Rhine Kitchen - UAE, Pilsa SA, Al Barq - Shaleej Emainox - Filippo Rabadh - EMAN Ascobloc - Maik Sprint Qatar - Essam Wolf Qatar - Tony, Euro Trade Bahrain - Vassily Masria Egypt, Ginox - UAE, Ramadi Kitchen Dubai or CCE Quality Fabrication - UAE, Dolphin Kitchens .Al heloul al Haditha furniture LLC. only | Prisma SPA (+41 78677 6468), Rhine Kitchen - UAE (06 5326098), Pilsa SA (Pilsa.com), Al Barq - Shaleej +971547920080 http://www.albarqkitchen.com/, Emainox - Filippo +971 56 653 3433 https://emainox.it/, Rabadh - EMAN +966 53 871 1366 https://rabadh.com/, Ascobloc - Maik +49 172 205 5539 https://www.ascobloc.de/en/download/stainless-steel-furniture, Sprint Qatar - Essam +974 5586 7619 https://www.sprint-qatar.com/, Wolf Qatar - Tony +974 4444 2295, Euro Trade Bahrain - Vassily +97339911287 https://ecegroups.com/, Masria Egypt (0020 202-4610- 3325) , Ginox - UAE (07 2444567), Ramadi Kitchen Dubai (04 884 0555) or CCE (Commercial Catering Equipment Dubai) 050476 2200 info@ccedubai.com, Quality Fabrication - UAE (info@qualitygrp.net), Dolphin Kitchens (dolphin.kitchens@yahoo.com).Al heloul al Haditha furniture LLC. only. |  | No alternative manufacturer for this custom fabricated item | Bk1 p426 | Table - Centre Type with single bowl sink and undershelf. 2mm top * | Table - Centre Type With Single Bowl Sink And Undershelf. 2Mm Top * | area+ref
Book 1 | Ground Floor - Hot Kitchen Area | MDA 7a | 1 | 1 | yes | 1.00 | Equipment | Various (B-0226-V15-WH4 + B-3950-01) | T&S Brass | T&S Brass (www.tsbrass.com). C.O.O. USA. | Klarco, Kraus | Klarco (www.klarco.com), Kraus(www.krausproducts.com) | Bk1 p427 | Faucet and other Attachments - Sink Unit | Faucet And Other Attachments - Sink Unit | area+ref
Book 1 | Ground Floor - Hot Kitchen Area | MDA 8 | l | Lot | ? | 1.00 | Custom Fabrication | [5 empty] | Bk1 p428 | Stainless Steel Wall Cladding * | Stainless Steel Wall Cladding * | area+ref | BOQ qty not numeric ('l')
Book 1 | Ground Floor - Hot Kitchen Area | MDA 9 | 4 | 4 | yes | 1.00 | Equipment |  | Infrico | Infrico (www.infrico.com) | Williams, Destar | Williams (www.williams-refrigeration.co.uk)(sales@williamsdubai.ae, GINOX (www.ginoxgroup.com), Destar (www.destar-refrigeration.com ) | Bk1 p429 | Refrigerated Preparation Table - 2 Sections with 4 Drawers GN1/2 | Refrigerated Preparation Table - 2 Sections With 4 Drawers Gn1/2 | area+ref
Book 1 | Ground Floor - Hot Kitchen Area | MDA 10 | 1 | 1 | yes | 1.00 | Custom Fabrication |  | Prisma SPA, Rhine Kitchen - UAE, Pilsa SA, Al Barq - Shaleej Emainox - Filippo Rabadh - EMAN Ascobloc - Maik Sprint Qatar - Essam Wolf Qatar - Tony, Euro Trade Bahrain - Vassily Masria Egypt, Ginox - UAE, Ramadi Kitchen Dubai or CCE Quality Fabrication - UAE, Dolphin Kitchens .Al heloul al Haditha furniture LLC. only | Prisma SPA (+41 78677 6468), Rhine Kitchen - UAE (06 5326098), Pilsa SA (Pilsa.com), Al Barq - Shaleej +971547920080 http://www.albarqkitchen.com/, Emainox - Filippo +971 56 653 3433 https://emainox.it/, Rabadh - EMAN +966 53 871 1366 https://rabadh.com/, Ascobloc - Maik +49 172 205 5539 https://www.ascobloc.de/en/download/stainless-steel-furniture, Sprint Qatar - Essam +974 5586 7619 https://www.sprint-qatar.com/, Wolf Qatar - Tony +974 4444 2295, Euro Trade Bahrain - Vassily +97339911287 https://ecegroups.com/, Masria Egypt (0020 202-4610- 3325) , Ginox - UAE (07 2444567), Ramadi Kitchen Dubai (04 884 0555) or CCE (Commercial Catering Equipment Dubai) 050476 2200 info@ccedubai.com, Quality Fabrication - UAE (info@qualitygrp.net), Dolphin Kitchens (dolphin.kitchens@yahoo.com).Al heloul al Haditha furniture LLC. only. |  | No alternative manufacturer for this custom fabricated item | Bk1 p430 | Table - Centre Type with single bowl sink, undershelf and integral angle ledge unit. 2mm top * | Table - Centre Type With Single Bowl Sink, Undershelf And Integral Angle Ledge Unit. 2Mm Top * | area+ref
Book 1 | Ground Floor - Hot Kitchen Area | MDA 10a | 1 | 1 | yes | 1.00 | Equipment | Various (B-0226-V15-WH4 + B-3950-01) | T&S Brass | T&S Brass (www.tsbrass.com). C.O.O. USA. | Klarco, Kraus | Klarco (www.klarco.com), Kraus(www.krausproducts.com) | Bk1 p431 | Faucet and other Attachments - Sink Unit | Faucet And Other Attachments - Sink Unit | area+ref
Book 1 | Ground Floor - Hot Kitchen Area | MDA 11 | 1 | 1 | yes | 1.00 | Custom Fabrication |  | Prisma SPA, Rhine Kitchen - UAE, Pilsa SA, Al Barq - Shaleej Emainox - Filippo Rabadh - EMAN Ascobloc - Maik Sprint Qatar - Essam Wolf Qatar - Tony, Euro Trade Bahrain - Vassily Masria Egypt, Ginox - UAE, Ramadi Kitchen Dubai or CCE Quality Fabrication - UAE, Dolphin Kitchens .Al heloul al Haditha furniture LLC. only | Prisma SPA (+41 78677 6468), Rhine Kitchen - UAE (06 5326098), Pilsa SA (Pilsa.com), Al Barq - Shaleej +971547920080 http://www.albarqkitchen.com/, Emainox - Filippo +971 56 653 3433 https://emainox.it/, Rabadh - EMAN +966 53 871 1366 https://rabadh.com/, Ascobloc - Maik +49 172 205 5539 https://www.ascobloc.de/en/download/stainless-steel-furniture, Sprint Qatar - Essam +974 5586 7619 https://www.sprint-qatar.com/, Wolf Qatar - Tony +974 4444 2295, Euro Trade Bahrain - Vassily +97339911287 https://ecegroups.com/, Masria Egypt (0020 202-4610- 3325) , Ginox - UAE (07 2444567), Ramadi Kitchen Dubai (04 884 0555) or CCE (Commercial Catering Equipment Dubai) 050476 2200 info@ccedubai.com, Quality Fabrication - UAE (info@qualitygrp.net), Dolphin Kitchens (dolphin.kitchens@yahoo.com).Al heloul al Haditha furniture LLC. only. |  | No alternative manufacturer for this custom fabricated item | Bk1 p432 | Table - Centre Type with undershelf and integral angle ledge unit. 2mm top * | Table - Centre Type With Undershelf And Integral Angle Ledge Unit. 2Mm Top * | area+ref
Book 1 | Ground Floor - Hot Kitchen Area | MDA 12 | 8 | 8 | yes | 1.00 | Custom Fabrication |  | Prisma SPA, Rhine Kitchen - UAE, Pilsa SA, Al Barq - Shaleej Emainox - Filippo Rabadh - EMAN Ascobloc - Maik Sprint Qatar - Essam Wolf Qatar - Tony, Euro Trade Bahrain - Vassily Masria Egypt, Ginox - UAE, Ramadi Kitchen Dubai or CCE Quality Fabrication - UAE, Dolphin Kitchens .Al heloul al Haditha furniture LLC. only | Prisma SPA (+41 78677 6468), Rhine Kitchen - UAE (06 5326098), Pilsa SA (Pilsa.com), Al Barq - Shaleej +971547920080 http://www.albarqkitchen.com/, Emainox - Filippo +971 56 653 3433 https://emainox.it/, Rabadh - EMAN +966 53 871 1366 https://rabadh.com/, Ascobloc - Maik +49 172 205 5539 https://www.ascobloc.de/en/download/stainless-steel-furniture, Sprint Qatar - Essam +974 5586 7619 https://www.sprint-qatar.com/, Wolf Qatar - Tony +974 4444 2295, Euro Trade Bahrain - Vassily +97339911287 https://ecegroups.com/, Masria Egypt (0020 202-4610- 3325) , Ginox - UAE (07 2444567), Ramadi Kitchen Dubai (04 884 0555) or CCE (Commercial Catering Equipment Dubai) 050476 2200 info@ccedubai.com, Quality Fabrication - UAE (info@qualitygrp.net), Dolphin Kitchens (dolphin.kitchens@yahoo.com).Al heloul al Haditha furniture LLC. only. |  | No alternative manufacturer for this custom fabricated item | Bk1 p433 | Overhead Shelf _Table Mounted* | Overhead Shelf _Table Mounted* | area+ref
Book 1 | Ground Floor - Hot Kitchen Area | MDA 13 | 1 | 1 | yes | 1.00 | Equipment |  | Infrico | Infrico (www.infrico.com) | Williams, Destar | Williams (www.williams-refrigeration.co.uk)(sales@williamsdubai.ae, GINOX (www.ginoxgroup.com), Destar (www.destar-refrigeration.com ) | Bk1 p434 | Undercounter Freezer 1 Solid Door - 150L | Undercounter Freezer 1 Solid Door - 150L | area+ref
Book 1 | Ground Floor - Hot Kitchen Area | MDA 14 | 1 | 1 | yes | 1.00 | Equipment |  | Infrico | Infrico (www.infrico.com) | Williams, Destar | Williams (www.williams-refrigeration.co.uk)(sales@williamsdubai.ae, GINOX (www.ginoxgroup.com), Destar (www.destar-refrigeration.com ) | Bk1 p435 | Counter Refrigerator - 2 Doors GN 1/1 -305L Biscuit Top | Counter Refrigerator - 2 Doors Gn 1/1 -305L Biscuit Top | area+ref
Book 1 | Ground Floor - Hot Kitchen Area | MDA 15 | 3 | 3 | yes | 1.00 | Equipment | ELSHF14 | Scanbox | Scanbox (www.scanbox.se). C.O.O. Sweden | CIRCUM Hot/Cold-DSS, Alto-shaam, B.Pro, Moduline | CIRCUM Hot/Cold-DSS (dss-products.com), Alto-shaam (www.alto-shaam.com), B.Pro (www.bpro-solutions.com), Moduline (www.moduline.it) | Bk1 p436 | Mobile Hot Holding Trolley - 14 x GN 1/1 | Mobile Hot Holding Trolley - 14 X Gn 1/1 | area+ref
Book 1 | Ground Floor - Hot Kitchen Area | MDA 16 | 1 | 1 | yes | 1.00 | Equipment | Maxx Pro EasyTouch C4 eT 20.10 ES | Convotherm | Convotherm (www.convotherm.com). C.O.O. Germany | Rational, Unox, Eloma, 'MKN | Rational (www.rational-online.com), Unox (www.unox.com), Eloma (www.eloma.com), 'MKN (www.mkn.com) | Bk1 p437 | Electric Combi Steamer 20 x 1/1 GN | Electric Combi Steamer 20 X 1/1 Gn | area+ref
Book 1 | Ground Floor - Hot Kitchen Area | MDA 16a | 1 | 1 | yes | 1.00 | Equipment | Kleensteam CT | Everpure | Everpure (www.fendtech.ae/sales@fendtech.ae). C.O.O. USA | Culligan, So-Safe | Culligan(www.culligan.com), So-Safe (www.sosafe.com) | Bk1 p438 | Filter System For Combi Steamers & Countertop steamers | Filter System For Combi Steamers & Countertop Steamers | area+ref
Book 1 | Ground Floor - Hot Kitchen Area | MDA 17 | 1 | 1 | yes | 1.00 | Equipment |  | MKN | MKN (www.mkn.com) | Therma, Charvet, Ambach | Therma (www.professional.electrolux.com), Charvet (www.charvet.ae),Ambach (www.ambach.com) | Bk1 p439 | Bratt Pan - Manual Tilt - Electric - 59 ltr | Bratt Pan - Manual Tilt - Electric - 59 Ltr | area+ref
Book 1 | Ground Floor - Hot Kitchen Area | MDA 18 | 1 | 1 | yes | 1.00 | Equipment |  | MKN | MKN (www.mkn.com) | Therma, Charvet, Ambach | Therma (www.professional.electrolux.com), Charvet (www.charvet.ae),Ambach (www.ambach.com) | Bk1 p440 | Electric Quick Boiling Kettle 100 ltr w/ Mixing Tap R 3/4" | Electric Quick Boiling Kettle 100 Ltr W/ Mixing Tap R 3/4" | area+ref
Book 1 | Ground Floor - Hot Kitchen Area | MDA 19 | 1 | 1 | yes | 1.00 | Equipment | 1000-SK/II | Alto-Shaam | Alto-Shaam (sales.mea@alto-shaam.com). C.O.O. U.S.A. | Moduline | Moduline (www.moduline.it) | Bk1 p441 | Smoker oven | Smoker Oven | area+ref
Book 1 | Ground Floor - Hot Kitchen Area | MDA 20 | 1 | 1 | yes | 1.00 | Equipment |  | Ginox | Ginox (www.ginoxgroup.com) | GIF, Halton, EcoAir, Avante | GIF (www.gif-web.com), Halton (www.halton.com),EcoAir (www.ecoairventilation.com), Avante ( www.avanteuae.com) | Bk1 p442 | PerformAir Self Cleaning Hood - Wall Type (1 Skin) w/ Pulsair Extract 3782. Conditioned 21-23° C dehumidified supply air 3215 linear diffuser set 1 mtr. from edge of hood. Balance air from other areas 567. All in c3/h. | Performair Self Cleaning Hood - Wall Type (1 Skin) W/ Pulsair Extract 3782. Conditioned 21-23° C Dehumidified Supply Air 3215 Linear Diffuser Set 1 Mtr. From Edge Of Hood. Balance Air From Other Areas 567. All In C3/H. | area+ref
Book 1 | Ground Floor - Hot Kitchen Area | MDA 21 | 2 | 2 | yes | 1.00 | Equipment | Avenger | Avenger System LLC / Falcon Fire & Safety Equip | Avenger System LLC / Falcon Fire & Safety Equip. (www.falconfireme.com) ; (sales@falconfireme.com). C.O.O. U.S.A. | Ansul, Synergy | Ansul (www.ansul.com), Synergy (international@swastiksynergy.com / www.swastiksynergy.com) | Bk1 p444 | Fire Suppression/Fighting System | Fire Suppression/Fighting System | area+ref
Book 1 | Ground Floor - Hot Kitchen Area | MDA 22 | 2 | 2 | yes | 1.00 | Custom Fabrication |  | Prisma SPA, Rhine Kitchen - UAE, Pilsa SA, Al Barq - Shaleej Emainox - Filippo Rabadh - EMAN Ascobloc - Maik Sprint Qatar - Essam Wolf Qatar - Tony, Euro Trade Bahrain - Vassily Masria Egypt, Ginox - UAE, Ramadi Kitchen Dubai or CCE Quality Fabrication - UAE, Dolphin Kitchens .Al heloul al Haditha furniture LLC. only | Prisma SPA (+41 78677 6468), Rhine Kitchen - UAE (06 5326098), Pilsa SA (Pilsa.com), Al Barq - Shaleej +971547920080 http://www.albarqkitchen.com/, Emainox - Filippo +971 56 653 3433 https://emainox.it/, Rabadh - EMAN +966 53 871 1366 https://rabadh.com/, Ascobloc - Maik +49 172 205 5539 https://www.ascobloc.de/en/download/stainless-steel-furniture, Sprint Qatar - Essam +974 5586 7619 https://www.sprint-qatar.com/, Wolf Qatar - Tony +974 4444 2295, Euro Trade Bahrain - Vassily +97339911287 https://ecegroups.com/, Masria Egypt (0020 202-4610- 3325) , Ginox - UAE (07 2444567), Ramadi Kitchen Dubai (04 884 0555) or CCE (Commercial Catering Equipment Dubai) 050476 2200 info@ccedubai.com, Quality Fabrication - UAE (info@qualitygrp.net), Dolphin Kitchens (dolphin.kitchens@yahoo.com).Al heloul al Haditha furniture LLC. only. |  | No alternative manufacturer for this custom fabricated item | Bk1 p445 | Floor Channel with Odor Trap & Grating - 650mm x 900mm As per plan | Floor Channel With Odor Trap & Grating - 650Mm X 900Mm As Per Plan | area+ref
Book 1 | Ground Floor - Hot Kitchen Area | MDA 23 | 2 | 2 | yes | 1.00 | Equipment | 3315207 | Convotherm | Convotherm (www.convotherm.com). C.O.O. Germany | Rational, Unox, Eloma, 'MKN | Rational (www.rational-online.com), Unox (www.unox.com), Eloma (www.eloma.com), 'MKN (www.mkn.com) | Bk1 p446 | GN Loading Roll In Trolley 20.20 | Gn Loading Roll In Trolley 20.20 | area+ref
Book 1 | Ground Floor - Hot Kitchen Area | MDA 24 | 1 | 1 | yes | 1.00 | Equipment |  | Ginox | Ginox (www.ginoxgroup.com) | GIF, Halton, EcoAir, Avante | GIF (www.gif-web.com), Halton (www.halton.com),EcoAir (www.ecoairventilation.com), Avante ( www.avanteuae.com) | Bk1 p447 | PerformAir Self Cleaning Hood - Wall Type (1 Skin) w/ Pulsair Extract 9725. Conditioned 21-23° C dehumidified supply air 8266 linear diffuser set 1 mtr. from edge of hood. Balance air from other areas 1459. All in c3/h. | Performair Self Cleaning Hood - Wall Type (1 Skin) W/ Pulsair Extract 9725. Conditioned 21-23° C Dehumidified Supply Air 8266 Linear Diffuser Set 1 Mtr. From Edge Of Hood. Balance Air From Other Areas 1459. All In C3/H. | area+ref
Book 1 | Ground Floor - Hot Kitchen Area | MDA 24a | 1 | 1 | yes | 1.00 | Custom Fabrication | [5 empty] | Bk1 p448 | By MEP Contractor - Linear Diffuser - to be specified by MEP Consultant and to be placed one (1) meter away from exhaust hood. * | By Mep Contractor - Linear Diffuser - To Be Specified By Mep Consultant And To Be Placed One (1) Meter Away From Exhaust Hood. * | area+ref
Book 1 | Ground Floor - Hot Kitchen Area | MDA 25 | 1 | 1 | yes | 1.00 | Equipment |  | Hupfer | Hupfer (www.hupfer.de) | DSS, Metro, Tournus, Tonon | DSS (www.dss-products.com / dannyk88@singnet.com.sg), Metro (www.intermetro.com), Tournus (www.tournus.com), Tonon (www.tonon.com) | Bk1 p449 | Anodized Aluminium Slatted 4 Tier Rack | Anodized Aluminium Slatted 4 Tier Rack | area+ref
Book 1 | Ground Floor - Hot Kitchen Area | MDA 26 | 3 | 3 | yes | 1.00 | Custom Fabrication |  | Prisma SPA, Rhine Kitchen - UAE, Pilsa SA, Al Barq - Shaleej Emainox - Filippo Rabadh - EMAN Ascobloc - Maik Sprint Qatar - Essam Wolf Qatar - Tony, Euro Trade Bahrain - Vassily Masria Egypt, Ginox - UAE, Ramadi Kitchen Dubai or CCE Quality Fabrication - UAE, Dolphin Kitchens .Al heloul al Haditha furniture LLC. only | Prisma SPA (+41 78677 6468), Rhine Kitchen - UAE (06 5326098), Pilsa SA (Pilsa.com), Al Barq - Shaleej +971547920080 http://www.albarqkitchen.com/, Emainox - Filippo +971 56 653 3433 https://emainox.it/, Rabadh - EMAN +966 53 871 1366 https://rabadh.com/, Ascobloc - Maik +49 172 205 5539 https://www.ascobloc.de/en/download/stainless-steel-furniture, Sprint Qatar - Essam +974 5586 7619 https://www.sprint-qatar.com/, Wolf Qatar - Tony +974 4444 2295, Euro Trade Bahrain - Vassily +97339911287 https://ecegroups.com/, Masria Egypt (0020 202-4610- 3325) , Ginox - UAE (07 2444567), Ramadi Kitchen Dubai (04 884 0555) or CCE (Commercial Catering Equipment Dubai) 050476 2200 info@ccedubai.com, Quality Fabrication - UAE (info@qualitygrp.net), Dolphin Kitchens (dolphin.kitchens@yahoo.com).Al heloul al Haditha furniture LLC. only. |  | No alternative manufacturer for this custom fabricated item | Bk1 p450 | Floor Channel with Odor Trap & Grating - 450mmx350mm As Per Plan | Floor Channel With Odor Trap & Grating - 450Mmx350Mm As Per Plan | area+ref
Book 1 | Ground Floor - Hot Kitchen Area | MDA 27 | 1 | 1 | yes | 1.00 | Custom Fabrication |  | Prisma SPA, Rhine Kitchen - UAE, Pilsa SA, Al Barq - Shaleej Emainox - Filippo Rabadh - EMAN Ascobloc - Maik Sprint Qatar - Essam Wolf Qatar - Tony, Euro Trade Bahrain - Vassily Masria Egypt, Ginox - UAE, Ramadi Kitchen Dubai or CCE Quality Fabrication - UAE, Dolphin Kitchens .Al heloul al Haditha furniture LLC. only | Prisma SPA (+41 78677 6468), Rhine Kitchen - UAE (06 5326098), Pilsa SA (Pilsa.com), Al Barq - Shaleej +971547920080 http://www.albarqkitchen.com/, Emainox - Filippo +971 56 653 3433 https://emainox.it/, Rabadh - EMAN +966 53 871 1366 https://rabadh.com/, Ascobloc - Maik +49 172 205 5539 https://www.ascobloc.de/en/download/stainless-steel-furniture, Sprint Qatar - Essam +974 5586 7619 https://www.sprint-qatar.com/, Wolf Qatar - Tony +974 4444 2295, Euro Trade Bahrain - Vassily +97339911287 https://ecegroups.com/, Masria Egypt (0020 202-4610- 3325) , Ginox - UAE (07 2444567), Ramadi Kitchen Dubai (04 884 0555) or CCE (Commercial Catering Equipment Dubai) 050476 2200 info@ccedubai.com, Quality Fabrication - UAE (info@qualitygrp.net), Dolphin Kitchens (dolphin.kitchens@yahoo.com).Al heloul al Haditha furniture LLC. only. |  | No alternative manufacturer for this custom fabricated item | Bk1 p451 | Mobile Table * | Mobile Table * | area+ref
Book 1 | Ground Floor - Hot Kitchen Area | MDA 28 | 1 | 1 | yes | 1.00 | Equipment |  | Infrico | Infrico (www.infrico.com) | Williams, Destar | Williams (www.williams-refrigeration.co.uk)(sales@williamsdubai.ae, GINOX (www.ginoxgroup.com), Destar (www.destar-refrigeration.com ) | Bk1 p452 | Upright Refrigerator - 1 Door GN 2/1 - 700L | Upright Refrigerator - 1 Door Gn 2/1 - 700L | area+ref
Book 1 | Ground Floor - Hot Kitchen Area | MDA 29 | 2 | 2 | yes | 1.00 | Equipment |  | Infrico | Infrico (www.infrico.com) | Williams, Destar | Williams (www.williams-refrigeration.co.uk)(sales@williamsdubai.ae, GINOX (www.ginoxgroup.com), Destar (www.destar-refrigeration.com ) | Bk1 p453 | Upright Refrigerator - 2 Doors GN 2/1 - 1300L sliding door | Upright Refrigerator - 2 Doors Gn 2/1 - 1300L Sliding Door | area+ref
Book 1 | Ground Floor - Hot Kitchen Area | MDA 30 | 1 | 1 | yes | 1.00 | Equipment | IM 240DNE(G60)(SA) + F650-44S | Hoshizaki | Hoshizaki(www.hoshizaki.ae). C.O.O. UK | Scotsman, Ice-O-Matic, Manitowoc | Scotsman(www.scotsman-ice.com), Ice-O-Matic (www.iceomatic.com), Manitowoc(www.manitowocice.com) | Bk1 p454 | Upright Ice Cuber 245kg/day w/ 299kg Bin - Air Cooled (Stackable) | Upright Ice Cuber 245Kg/Day W/ 299Kg Bin - Air Cooled (Stackable) | area+ref
Book 1 | Ground Floor - Hot Kitchen Area | MDA 30a | 1 | 1 | yes | 1.00 | Equipment | Insurice Twin-i2000² System | Everpure | Everpure (www.fendtech.ae/sales@fendtech.ae). C.O.O. USA | Culligan, So-Safe | Culligan(www.culligan.com), So-Safe (www.sosafe.com) | Bk1 p455 | Filter System For Ice Production Machines | Filter System For Ice Production Machines | area+ref
Book 1 | Ground Floor - Hot Kitchen Area | MDA 31a | 1 | 1 | yes | 1.00 | Equipment | Insurice Single-i2000² System | Everpure | Everpure (www.fendtech.ae/sales@fendtech.ae). C.O.O. USA | Culligan, So-Safe | Culligan(www.culligan.com), So-Safe (www.sosafe.com) | Bk1 p457 | Filter System For Under Counter Ice Production Machines | Filter System For Under Counter Ice Production Machines | area+ref
Book 1 | Ground Floor - Hot Kitchen Area | MDA 32 | 1 | 1 | yes | 1.00 | Custom Fabrication |  | Prisma SPA, Rhine Kitchen - UAE, Pilsa SA, Al Barq - Shaleej Emainox - Filippo Rabadh - EMAN Ascobloc - Maik Sprint Qatar - Essam Wolf Qatar - Tony, Euro Trade Bahrain - Vassily Masria Egypt, Ginox - UAE, Ramadi Kitchen Dubai or CCE Quality Fabrication - UAE, Dolphin Kitchens .Al heloul al Haditha furniture LLC. only | Prisma SPA (+41 78677 6468), Rhine Kitchen - UAE (06 5326098), Pilsa SA (Pilsa.com), Al Barq - Shaleej +971547920080 http://www.albarqkitchen.com/, Emainox - Filippo +971 56 653 3433 https://emainox.it/, Rabadh - EMAN +966 53 871 1366 https://rabadh.com/, Ascobloc - Maik +49 172 205 5539 https://www.ascobloc.de/en/download/stainless-steel-furniture, Sprint Qatar - Essam +974 5586 7619 https://www.sprint-qatar.com/, Wolf Qatar - Tony +974 4444 2295, Euro Trade Bahrain - Vassily +97339911287 https://ecegroups.com/, Masria Egypt (0020 202-4610- 3325) , Ginox - UAE (07 2444567), Ramadi Kitchen Dubai (04 884 0555) or CCE (Commercial Catering Equipment Dubai) 050476 2200 info@ccedubai.com, Quality Fabrication - UAE (info@qualitygrp.net), Dolphin Kitchens (dolphin.kitchens@yahoo.com).Al heloul al Haditha furniture LLC. only. |  | No alternative manufacturer for this custom fabricated item | Bk1 p458 | Custom Fabricated Hot Cupboard with Sliding Door * | Custom Fabricated Hot Cupboard With Sliding Door * | area+ref
Book 1 | Ground Floor - Hot Kitchen Area | MDA 33 | 1 | 1 | yes | 1.00 | Equipment | ICS100L | Cambro | Cambro(www.cambro.com),(webmaster@cambro.com). C.O.O. U.S.A. | Carlisle, Metro | Carlisle (www.carlislefsp.com), Metro (www.metro.com) | Bk1 p459 | 46 kg Capacity Polymer Insulated Mobile Ice Dolly with Wheels and Insulated Sliding Lid | 46 Kg Capacity Polymer Insulated Mobile Ice Dolly With Wheels And Insulated Sliding Lid | area+ref
Book 1 | Ground Floor - Hot Kitchen Area | MDA 34 | 2 | 2 | yes | 1.00 | Equipment |  | Hatco | Hatco (www.hatcocorp.com) | APW Wyott, Bon Chef | APW Wyott(www.apwwoyott.com), Bon Chef (www.bonchef.com) | Bk1 p460 | Heat Lamp 48" | Heat Lamp 48" | area+ref
Book 1 | Ground Floor - Hot Kitchen Area | MDA 36 | 1 | 1 | yes | 1.00 | Custom Fabrication |  | Prisma SPA, Rhine Kitchen - UAE, Pilsa SA, Al Barq - Shaleej Emainox - Filippo Rabadh - EMAN Ascobloc - Maik Sprint Qatar - Essam Wolf Qatar - Tony, Euro Trade Bahrain - Vassily Masria Egypt, Ginox - UAE, Ramadi Kitchen Dubai or CCE Quality Fabrication - UAE, Dolphin Kitchens .Al heloul al Haditha furniture LLC. only | Prisma SPA (+41 78677 6468), Rhine Kitchen - UAE (06 5326098), Pilsa SA (Pilsa.com), Al Barq - Shaleej +971547920080 http://www.albarqkitchen.com/, Emainox - Filippo +971 56 653 3433 https://emainox.it/, Rabadh - EMAN +966 53 871 1366 https://rabadh.com/, Ascobloc - Maik +49 172 205 5539 https://www.ascobloc.de/en/download/stainless-steel-furniture, Sprint Qatar - Essam +974 5586 7619 https://www.sprint-qatar.com/, Wolf Qatar - Tony +974 4444 2295, Euro Trade Bahrain - Vassily +97339911287 https://ecegroups.com/, Masria Egypt (0020 202-4610- 3325) , Ginox - UAE (07 2444567), Ramadi Kitchen Dubai (04 884 0555) or CCE (Commercial Catering Equipment Dubai) 050476 2200 info@ccedubai.com, Quality Fabrication - UAE (info@qualitygrp.net), Dolphin Kitchens (dolphin.kitchens@yahoo.com).Al heloul al Haditha furniture LLC. only. |  | No alternative manufacturer for this custom fabricated item | Bk1 p462 | Table - Centre Type with undershelf 2mm top * | Table - Centre Type With Undershelf 2Mm Top * | area+ref
Book 1 | Ground Floor - Hot Kitchen Area | MDA 37 | 1 | 1 | yes | 1.00 | Equipment |  | MKN | MKN (www.mkn.com) | Therma, Charvet, Ambach | Therma (www.professional.electrolux.com), Charvet (www.charvet.ae),Ambach (www.ambach.com) | Bk1 p463 | Electric Salamander Vario Intelligence _On Shelf | Electric Salamander Vario Intelligence _On Shelf | area+ref
Book 1 | Ground Floor - Hot Kitchen Area | MDA 39 | 4 | 4 | yes | 1.00 | Equipment |  | MKN | MKN (www.mkn.com) | Therma, Charvet, Ambach | Therma (www.professional.electrolux.com), Charvet (www.charvet.ae),Ambach (www.ambach.com) | Bk1 p465 | Spreader Unit | Spreader Unit | area+ref
Book 1 | Ground Floor - Hot Kitchen Area | MDA 40 | 1 | 1 | yes | 1.00 | Equipment |  | MKN | MKN (www.mkn.com) | Electrolux, Bertos, Palux | Electrolux (www.electroux-professional.com),Bertos (www.bertos.com), Palux (www.palux.de) | Bk1 p466 | 6 Burner Gas Range with Gas Oven 2/1 Gn | 6 Burner Gas Range With Gas Oven 2/1 Gn | area+ref
Book 1 | Ground Floor - Hot Kitchen Area | MDA 41 | 1 | 1 | yes | 1.00 | Equipment |  | MKN | MKN (www.mkn.com) | Therma, Charvet, Ambach | Therma (www.professional.electrolux.com), Charvet (www.charvet.ae),Ambach (www.ambach.com) | Bk1 p467 | Gas Deep Fat Fryer - 28 lt. | Gas Deep Fat Fryer - 28 Lt. | area+ref
Book 1 | Ground Floor - Hot Kitchen Area | MDA 42 | 1 | 1 | yes | 1.00 | Equipment |  | MKN | MKN (www.mkn.com) | Therma, Charvet, Ambach | Therma (www.professional.electrolux.com), Charvet (www.charvet.ae),Ambach (www.ambach.com) | Bk1 p468 | Gas Griddle - Smooth - Extended Size | Gas Griddle - Smooth - Extended Size | area+ref
Book 1 | Ground Floor - Hot Kitchen Area | MDA 43 | 2 | 2 | yes | 1.00 | Custom Fabrication |  | Prisma SPA, Rhine Kitchen - UAE, Pilsa SA, Al Barq - Shaleej Emainox - Filippo Rabadh - EMAN Ascobloc - Maik Sprint Qatar - Essam Wolf Qatar - Tony, Euro Trade Bahrain - Vassily Masria Egypt, Ginox - UAE, Ramadi Kitchen Dubai or CCE Quality Fabrication - UAE, Dolphin Kitchens .Al heloul al Haditha furniture LLC. only | Prisma SPA (+41 78677 6468), Rhine Kitchen - UAE (06 5326098), Pilsa SA (Pilsa.com), Al Barq - Shaleej +971547920080 http://www.albarqkitchen.com/, Emainox - Filippo +971 56 653 3433 https://emainox.it/, Rabadh - EMAN +966 53 871 1366 https://rabadh.com/, Ascobloc - Maik +49 172 205 5539 https://www.ascobloc.de/en/download/stainless-steel-furniture, Sprint Qatar - Essam +974 5586 7619 https://www.sprint-qatar.com/, Wolf Qatar - Tony +974 4444 2295, Euro Trade Bahrain - Vassily +97339911287 https://ecegroups.com/, Masria Egypt (0020 202-4610- 3325) , Ginox - UAE (07 2444567), Ramadi Kitchen Dubai (04 884 0555) or CCE (Commercial Catering Equipment Dubai) 050476 2200 info@ccedubai.com, Quality Fabrication - UAE (info@qualitygrp.net), Dolphin Kitchens (dolphin.kitchens@yahoo.com).Al heloul al Haditha furniture LLC. only. |  | No alternative manufacturer for this custom fabricated item | Bk1 p469 | Single Wall Shelf -Slotted type* | Single Wall Shelf -Slotted Type* | area+ref
Book 1 | Ground Floor - Hot Kitchen Area | MDA 44 | 1 | 1 | yes | 1.00 | Equipment |  | MKN | MKN (www.mkn.com) | Therma, Charvet, Ambach | Therma (www.professional.electrolux.com), Charvet (www.charvet.ae),Ambach (www.ambach.com) | Bk1 p470 | Gas Lava Stone Grill Argentina 1 | Gas Lava Stone Grill Argentina 1 | area+ref
Book 1 | Ground Floor - Hot Kitchen Area | MDA 45 | 1 | 1 | yes | 1.00 | Equipment |  | MKN | MKN (www.mkn.com) | Therma, Charvet, Ambach | Therma (www.professional.electrolux.com), Charvet (www.charvet.ae),Ambach (www.ambach.com) | Bk1 p471 | Solid Top w/ Gas Oven 2/1GN | Solid Top W/ Gas Oven 2/1Gn | area+ref
Book 1 | Ground Floor - All Day Dining Area | ADD 2 | l | Lot | ? | 1.00 | Custom Fabrication | [5 empty] | Bk1 p475 | By I.D Contractor -Counter tops/support, facias, wall finishes and other features by ID _For Back & Front Counters_Recessed on Sink & Induction* | By I.D Contractor -Counter Tops/Support, Facias, Wall Finishes And Other Features By Id _For Back & Front Counters_Recessed On Sink & Induction* | area+ref | BOQ qty not numeric ('l')
Book 1 | Ground Floor - All Day Dining Area | ADD 3 | 4 | 4 | yes | 1.00 | Custom Fabrication |  | Prisma SPA, Rhine Kitchen, Ginox RAK or Pilsa SA only | Prisma SPA (www.prismaitalia.com), Rhine Kitchen (www.rhine- ke.com), Ginox RAK (www.ginox.ae) or Pilsa SA (www.pilsa.com) only. |  | No alternative manufacturer for this custom fabricated item | Bk1 p476 | Cooling coils - Frost Top * | Cooling Coils - Frost Top * | area+ref
Book 1 | Ground Floor - All Day Dining Area | ADD 4 | 4 | 4 | yes | 1.00 | Custom Fabrication |  | Prisma SPA, Rhine Kitchen, Ginox RAK or Pilsa SA only | Prisma SPA (www.prismaitalia.com), Rhine Kitchen (www.rhine- ke.com), Ginox RAK (www.ginox.ae) or Pilsa SA (www.pilsa.com) only. |  | No alternative manufacturer for this custom fabricated item | Bk1 p477 | Recessed Stainless Pan - Forced Air Circulation _2 Tier ( I.D. Marble Top ) Custom unit* | Recessed Stainless Pan - Forced Air Circulation _2 Tier ( I.D. Marble Top ) Custom Unit* | area+ref
Book 1 | Ground Floor - All Day Dining Area | ADD 5 | 2 | 2 | yes | 1.00 | Equipment | TT388 CP | conti | conti (www.conti-expresso.com). C.O.O. France | La Cimbali, 'Faema | La Cimbali (www.cimbali.com), 'Faema (www.faema.com) | Bk1 p478 | Fully Automatic Coffee Machine Steam & Cappuccino with Refrigeration unit and Cup Warmer | Fully Automatic Coffee Machine Steam & Cappuccino With Refrigeration Unit And Cup Warmer | area+ref
Book 1 | Ground Floor - All Day Dining Area | ADD 5a | 2 | 2 | yes | 1.00 | Equipment | CLARIS system M | Everpure | Everpure (www.fendtech.ae/sales@fendtech.ae). C.O.O. USA | Culligan, So-Safe | Culligan(www.culligan.com), So-Safe (www.sosafe.com) | Bk1 p479 | Filter system for espresso machines | Filter System For Espresso Machines | area+ref
Book 1 | Ground Floor - All Day Dining Area | ADD 6 | 2 | 2 | yes | 1.00 | Equipment | G4 B240 | Zip | Zip (www.zipwater.com). C.O.O. Australia | Billi, No MoreBottles, 'Marco | Billi (www.billi.com.au), No MoreBottles (www.nomorebottles.ae), 'Marco (www.marcobeveragesystems.com) | Bk1 p480 | Boiled Water Tap with under counter boiler for beverages. | Boiled Water Tap With Under Counter Boiler For Beverages. | area+ref
Book 1 | Ground Floor - All Day Dining Area | ADD 6a | 2 | 2 | yes | 1.00 | Equipment | QL3i-MH System | Everpure | Everpure (www.fendtech.ae/sales@fendtech.ae). C.O.O. USA | Culligan, So-Safe | Culligan(www.culligan.com), So-Safe (www.sosafe.com) | Bk1 p481 | Filter System For Water Boiler | Filter System For Water Boiler | area+ref
Book 1 | Ground Floor - All Day Dining Area | ADD 10 | 2 | 2 | yes | 1.00 | Equipment | Roller Breakfast VV | Sirman | Sirman (www.Sirman.com). C.O.O. Italy |  | - | Bk1 p485 | Conveyor Toaster | Conveyor Toaster | area+ref
Book 1 | Ground Floor - All Day Dining Area | ADD 11 | 1 | 1 | yes | 1.00 | Equipment |  | Andy Manhart AG | Andy Manhart AG | Venta | Venta (www.signature-fse.com) | Bk1 p486 | Built in Large Buffet Induction Plate | Built In Large Buffet Induction Plate | area+ref
Book 1 | Ground Floor - All Day Dining Area | ADD 12 | 12 | 12 | yes | 1.00 | Custom Fabrication |  | Prisma SPA, Rhine Kitchen - UAE, Pilsa SA, Al Barq - Shaleej Emainox - Filippo Rabadh - EMAN Ascobloc - Maik Sprint Qatar - Essam Wolf Qatar - Tony, Euro Trade Bahrain - Vassily Masria Egypt, Ginox - UAE, Ramadi Kitchen Dubai or CCE Quality Fabrication - UAE, Dolphin Kitchens .Al heloul al Haditha furniture LLC. only | Prisma SPA (+41 78677 6468), Rhine Kitchen - UAE (06 5326098), Pilsa SA (Pilsa.com), Al Barq - Shaleej +971547920080 http://www.albarqkitchen.com/, Emainox - Filippo +971 56 653 3433 https://emainox.it/, Rabadh - EMAN +966 53 871 1366 https://rabadh.com/, Ascobloc - Maik +49 172 205 5539 https://www.ascobloc.de/en/download/stainless-steel-furniture, Sprint Qatar - Essam +974 5586 7619 https://www.sprint-qatar.com/, Wolf Qatar - Tony +974 4444 2295, Euro Trade Bahrain - Vassily +97339911287 https://ecegroups.com/, Masria Egypt (0020 202-4610- 3325) , Ginox - UAE (07 2444567), Ramadi Kitchen Dubai (04 884 0555) or CCE (Commercial Catering Equipment Dubai) 050476 2200 info@ccedubai.com, Quality Fabrication - UAE (info@qualitygrp.net), Dolphin Kitchens (dolphin.kitchens@yahoo.com).Al heloul al Haditha furniture LLC. only. |  | No alternative manufacturer for this custom fabricated item | Bk1 p487 | Heat Lamp (To be Coordinated by ID) * | Heat Lamp (To Be Coordinated By Id) * | area+ref
Book 1 | Ground Floor - All Day Dining Area | ADD 14 | 4 | 4 | yes | 1.00 | Equipment | MC 3000 | CookTek | CookTek (www.cooktek.com). C.O.O. USA | Spring, Falcon | Spring (http://springusacom.siteprotect.net/), Falcon (www.falconfoodservice.com) | Bk1 p489 | Counter Top Single Induction Hob 3 kw | Counter Top Single Induction Hob 3 Kw | area+ref
Book 1 | Ground Floor - All Day Dining Area | ADD 15 | 1 | 1 | yes | 1.00 | Equipment |  | Ginox | Ginox (www.ginoxgroup.com) | GIF, Halton, EcoAir, Avante | GIF (www.gif-web.com), Halton (www.halton.com),EcoAir (www.ecoairventilation.com), Avante ( www.avanteuae.com) | Bk1 p490 | PerformAir Self Cleaning Hood - Wall Type (1 Skin) w/ Pulsair Extract 636. Conditioned 21-23° C dehumidified supply air 541 linear diffuser set 1 mtr. from edge of hood. Balance air from other areas 95. All in c3/h. | Performair Self Cleaning Hood - Wall Type (1 Skin) W/ Pulsair Extract 636. Conditioned 21-23° C Dehumidified Supply Air 541 Linear Diffuser Set 1 Mtr. From Edge Of Hood. Balance Air From Other Areas 95. All In C3/H. | area+ref
Book 1 | Ground Floor - All Day Dining Area | ADD 16 | 1 | 1 | yes | 1.00 | Equipment | Avenger | Avenger System LLC / Falcon Fire & Safety Equip | Avenger System LLC / Falcon Fire & Safety Equip. (www.falconfireme.com) ; (sales@falconfireme.com). C.O.O. U.S.A. | Ansul, Synergy | Ansul (www.ansul.com), Synergy (international@swastiksynergy.com / www.swastiksynergy.com) | Bk1 p492 | Fire Suppression/Fighting System | Fire Suppression/Fighting System | area+ref
Book 1 | Ground Floor - All Day Dining Area | ADD 17 | 2 | 2 | yes | 1.00 | Custom Fabrication |  | Prisma SPA, Rhine Kitchen, Ginox RAK or Pilsa SA only | Prisma SPA (www.prismaitalia.com), Rhine Kitchen (www.rhine- ke.com), Ginox RAK (www.ginox.ae) or Pilsa SA (www.pilsa.com) only. |  | No alternative manufacturer for this custom fabricated item | Bk1 p493 | Inset Sink for Handwash * | Inset Sink For Handwash * | area+ref
Book 1 | Ground Floor - All Day Dining Area | ADD 17a | 2 | 2 | yes | 1.00 | Equipment | 1S.2470.00.00/B | Klarco | Klarco (www.klarco.com). C.O.O. Italy |  | - | Bk1 p494 | Electronic Faucet with syphon/drain | Electronic Faucet With Syphon/Drain | area+ref
Book 1 | Ground Floor - All Day Dining Area | ADD 17b | 2 | 2 | yes | 1.00 | Custom Fabrication |  | Prisma SPA, Rhine Kitchen - UAE, Pilsa SA, Al Barq - Shaleej Emainox - Filippo Rabadh - EMAN Ascobloc - Maik Sprint Qatar - Essam Wolf Qatar - Tony, Euro Trade Bahrain - Vassily Masria Egypt, Ginox - UAE, Ramadi Kitchen Dubai or CCE Quality Fabrication - UAE, Dolphin Kitchens .Al heloul al Haditha furniture LLC. only | Prisma SPA (+41 78677 6468), Rhine Kitchen - UAE (06 5326098), Pilsa SA (Pilsa.com), Al Barq - Shaleej +971547920080 http://www.albarqkitchen.com/, Emainox - Filippo +971 56 653 3433 https://emainox.it/, Rabadh - EMAN +966 53 871 1366 https://rabadh.com/, Ascobloc - Maik +49 172 205 5539 https://www.ascobloc.de/en/download/stainless-steel-furniture, Sprint Qatar - Essam +974 5586 7619 https://www.sprint-qatar.com/, Wolf Qatar - Tony +974 4444 2295, Euro Trade Bahrain - Vassily +97339911287 https://ecegroups.com/, Masria Egypt (0020 202-4610- 3325) , Ginox - UAE (07 2444567), Ramadi Kitchen Dubai (04 884 0555) or CCE (Commercial Catering Equipment Dubai) 050476 2200 info@ccedubai.com, Quality Fabrication - UAE (info@qualitygrp.net), Dolphin Kitchens (dolphin.kitchens@yahoo.com).Al heloul al Haditha furniture LLC. only. |  | No alternative manufacturer for this custom fabricated item | Bk1 p495 | Under Counter Pull Out Waste Bin * | Under Counter Pull Out Waste Bin * | area+ref
Book 1 | Ground Floor - All Day Dining Area | ADD 18 | 10 | 10 | yes | 1.00 | Equipment | B652-U2 | CookTek | CookTek (www.cooktek.com). C.O.O. USA | Spring | Spring (http://springusacom.siteprotect.net/) | Bk1 p496 | Drop in Induction Buffet | Drop In Induction Buffet | area+ref
Book 1 | Ground Floor - All Day Dining Area | ADD 19 | 3 | 3 | yes | 1.00 | Custom Fabrication |  | Prisma SPA, Rhine Kitchen - UAE, Pilsa SA, Al Barq - Shaleej Emainox - Filippo Rabadh - EMAN Ascobloc - Maik Sprint Qatar - Essam Wolf Qatar - Tony, Euro Trade Bahrain - Vassily Masria Egypt, Ginox - UAE, Ramadi Kitchen Dubai or CCE Quality Fabrication - UAE, Dolphin Kitchens .Al heloul al Haditha furniture LLC. only | Prisma SPA (+41 78677 6468), Rhine Kitchen - UAE (06 5326098), Pilsa SA (Pilsa.com), Al Barq - Shaleej +971547920080 http://www.albarqkitchen.com/, Emainox - Filippo +971 56 653 3433 https://emainox.it/, Rabadh - EMAN +966 53 871 1366 https://rabadh.com/, Ascobloc - Maik +49 172 205 5539 https://www.ascobloc.de/en/download/stainless-steel-furniture, Sprint Qatar - Essam +974 5586 7619 https://www.sprint-qatar.com/, Wolf Qatar - Tony +974 4444 2295, Euro Trade Bahrain - Vassily +97339911287 https://ecegroups.com/, Masria Egypt (0020 202-4610- 3325) , Ginox - UAE (07 2444567), Ramadi Kitchen Dubai (04 884 0555) or CCE (Commercial Catering Equipment Dubai) 050476 2200 info@ccedubai.com, Quality Fabrication - UAE (info@qualitygrp.net), Dolphin Kitchens (dolphin.kitchens@yahoo.com).Al heloul al Haditha furniture LLC. only. |  | No alternative manufacturer for this custom fabricated item | Bk1 p497 | Countertop Soup Warmer with Heating Element | Countertop Soup Warmer With Heating Element | area+ref
Book 1 | Ground Floor - All Day Dining Area | ADD 20 | 2 | 2 | yes | 1.00 | Equipment | CSH-122-10PB | Crescor | Crescor (www.crescor.com). C.O.O. US | APW Wyott, Hatco | APW Wyott, Hatco | Bk1 p498 | Countertop Carving Station 83 x 60cm | Countertop Carving Station 83 X 60Cm | area+ref
Book 1 | Ground Floor - All Day Dining Area | ADD 21 | 1 | 1 | yes | 1.00 | Custom Fabrication |  | Prisma SPA, Rhine Kitchen - UAE, Pilsa SA, Al Barq - Shaleej Emainox - Filippo Rabadh - EMAN Ascobloc - Maik Sprint Qatar - Essam Wolf Qatar - Tony, Euro Trade Bahrain - Vassily Masria Egypt, Ginox - UAE, Ramadi Kitchen Dubai or CCE Quality Fabrication - UAE, Dolphin Kitchens .Al heloul al Haditha furniture LLC. only | Prisma SPA (+41 78677 6468), Rhine Kitchen - UAE (06 5326098), Pilsa SA (Pilsa.com), Al Barq - Shaleej +971547920080 http://www.albarqkitchen.com/, Emainox - Filippo +971 56 653 3433 https://emainox.it/, Rabadh - EMAN +966 53 871 1366 https://rabadh.com/, Ascobloc - Maik +49 172 205 5539 https://www.ascobloc.de/en/download/stainless-steel-furniture, Sprint Qatar - Essam +974 5586 7619 https://www.sprint-qatar.com/, Wolf Qatar - Tony +974 4444 2295, Euro Trade Bahrain - Vassily +97339911287 https://ecegroups.com/, Masria Egypt (0020 202-4610- 3325) , Ginox - UAE (07 2444567), Ramadi Kitchen Dubai (04 884 0555) or CCE (Commercial Catering Equipment Dubai) 050476 2200 info@ccedubai.com, Quality Fabrication - UAE (info@qualitygrp.net), Dolphin Kitchens (dolphin.kitchens@yahoo.com).Al heloul al Haditha furniture LLC. only. |  | No alternative manufacturer for this custom fabricated item | Bk1 p499 | Custom Fabricated Hot Cupboard with Swing Door * | Custom Fabricated Hot Cupboard With Swing Door * | area+ref
Book 1 | Ground Floor - All Day Dining Area | ADD 22 | 1 | 1 | yes | 1.00 | Equipment |  | Ginox | Ginox (www.ginoxgroup.com) | GIF, Halton, EcoAir, Avante | GIF (www.gif-web.com), Halton (www.halton.com),EcoAir (www.ecoairventilation.com), Avante ( www.avanteuae.com) | Bk1 p500 | PerformAir Self Cleaning Hood - Wall Type (1 Skin) w/ Pulsair Extract 996. Conditioned 21-23° C dehumidified supply air 847 linear diffuser set 1 mtr. from edge of hood. Balance air from other areas 149. All in c3/h. | Performair Self Cleaning Hood - Wall Type (1 Skin) W/ Pulsair Extract 996. Conditioned 21-23° C Dehumidified Supply Air 847 Linear Diffuser Set 1 Mtr. From Edge Of Hood. Balance Air From Other Areas 149. All In C3/H. | area+ref
Book 1 | Ground Floor - All Day Dining Area | ADD 23 | 1 | 1 | yes | 1.00 | Equipment | Avenger | Avenger System LLC / Falcon Fire & Safety Equip | Avenger System LLC / Falcon Fire & Safety Equip. (www.falconfireme.com) ; (sales@falconfireme.com). C.O.O. U.S.A. | Ansul, Synergy | Ansul (www.ansul.com), Synergy (international@swastiksynergy.com / www.swastiksynergy.com) | Bk1 p502 | Fire Suppression/Fighting System | Fire Suppression/Fighting System | area+ref
Book 1 | Ground Floor - All Day Dining Area | ADD 24 | 1 | 1 | yes | 1.00 | Equipment | Maxx Pro EasyTouch C4 eT 10.10 GS | Convotherm | Convotherm (www.convotherm.com). C.O.O. Germany | Rational, Unox, Eloma, 'MKN | Rational (www.rational-online.com), Unox (www.unox.com), Eloma (www.eloma.com), 'MKN (www.mkn.com) | Bk1 p503 | Combi-Oven 11 x 1/1GN Gas With Base | Combi-Oven 11 X 1/1Gn Gas With Base | area+ref
Book 1 | Ground Floor - All Day Dining Area | ADD 24a | 1 | 1 | yes | 1.00 | Equipment | Kleensteam CT | Everpure | Everpure (www.fendtech.ae/sales@fendtech.ae). C.O.O. USA | Culligan, So-Safe | Culligan(www.culligan.com), So-Safe (www.sosafe.com) | Bk1 p504 | Filter System For Combi Steamers & Countertop steamers | Filter System For Combi Steamers & Countertop Steamers | area+ref
Book 1 | Ground Floor - All Day Dining Area | ADD 25 | 1 | 1 | yes | 1.00 | Custom Fabrication |  | Prisma SPA, Rhine Kitchen, Ginox RAK or Pilsa SA only | Prisma SPA (www.prismaitalia.com), Rhine Kitchen (www.rhine- ke.com), Ginox RAK (www.ginox.ae) or Pilsa SA (www.pilsa.com) only. |  | No alternative manufacturer for this custom fabricated item | Bk1 p505 | Inset Sink * | Inset Sink * | area+ref
Book 1 | Ground Floor - All Day Dining Area | ADD 25a | 1 | 1 | yes | 1.00 | Equipment | B-1141-2-V15-CR | T&S Brass | T&S Brass (www.tsbrass.com). C.O.O. USA. | Klarco, Kraus | Klarco (www.klarco.com), Kraus(www.krausproducts.com) | Bk1 p506 | FOH - Faucet and other Attachments - Sink Unit | Foh - Faucet And Other Attachments - Sink Unit | area+ref
Book 1 | Ground Floor - All Day Dining Area | ADD 27 | 1 | 1 | yes | 1.00 | Custom Fabrication |  | Prisma SPA, Rhine Kitchen - UAE, Pilsa SA, Al Barq - Shaleej Emainox - Filippo Rabadh - EMAN Ascobloc - Maik Sprint Qatar - Essam Wolf Qatar - Tony, Euro Trade Bahrain - Vassily Masria Egypt, Ginox - UAE, Ramadi Kitchen Dubai or CCE Quality Fabrication - UAE, Dolphin Kitchens .Al heloul al Haditha furniture LLC. only | Prisma SPA (+41 78677 6468), Rhine Kitchen - UAE (06 5326098), Pilsa SA (Pilsa.com), Al Barq - Shaleej +971547920080 http://www.albarqkitchen.com/, Emainox - Filippo +971 56 653 3433 https://emainox.it/, Rabadh - EMAN +966 53 871 1366 https://rabadh.com/, Ascobloc - Maik +49 172 205 5539 https://www.ascobloc.de/en/download/stainless-steel-furniture, Sprint Qatar - Essam +974 5586 7619 https://www.sprint-qatar.com/, Wolf Qatar - Tony +974 4444 2295, Euro Trade Bahrain - Vassily +97339911287 https://ecegroups.com/, Masria Egypt (0020 202-4610- 3325) , Ginox - UAE (07 2444567), Ramadi Kitchen Dubai (04 884 0555) or CCE (Commercial Catering Equipment Dubai) 050476 2200 info@ccedubai.com, Quality Fabrication - UAE (info@qualitygrp.net), Dolphin Kitchens (dolphin.kitchens@yahoo.com).Al heloul al Haditha furniture LLC. only. |  | No alternative manufacturer for this custom fabricated item | Bk1 p508 | Set of Drawers GN 1/1 (3 qty)- for incorporation into a base unit * | Set Of Drawers Gn 1/1 (3 Qty)- For Incorporation Into A Base Unit * | area+ref
Book 1 | Ground Floor - All Day Dining Area | ADD 28 | 3 | 3 | yes | 1.00 | Equipment |  | Infrico | Infrico (www.infrico.com) | Williams, Destar | Williams (www.williams-refrigeration.co.uk)(sales@williamsdubai.ae, GINOX (www.ginoxgroup.com), Destar (www.destar-refrigeration.com ) | Bk1 p509 | Refrigerated Preparation Table - 2 Sections with 4 Drawers GN1/2 | Refrigerated Preparation Table - 2 Sections With 4 Drawers Gn1/2 | area+ref
Book 1 | Ground Floor - All Day Dining Area | ADD 29 | 1 | 1 | yes | 1.00 | Equipment | 124282 | Hupfer | Hupfer (www.hupfer.de). C.O.O. Germany | cambro | cambro (www.cambro.com) | Bk1 p510 | Ingredient Bin _Flour Bin | Ingredient Bin _Flour Bin | area+ref
Book 1 | Ground Floor - All Day Dining Area | ADD 30 | 1 | 1 | yes | 1.00 | Equipment |  | Infrico | Infrico (www.infrico.com) | Williams, Destar | Williams (www.williams-refrigeration.co.uk)(sales@williamsdubai.ae, GINOX (www.ginoxgroup.com), Destar (www.destar-refrigeration.com ) | Bk1 p511 | Saladette Unit Cap. 4X1/3 Pans and 1x1/2 Pans - Stainless Steel Cover _Table mounted | Saladette Unit Cap. 4X1/3 Pans And 1X1/2 Pans - Stainless Steel Cover _Table Mounted | area+ref
Book 1 | Ground Floor - All Day Dining Area | ADD 31 | 1 | 1 | yes | 1.00 | Equipment |  | woodstone /Beech | woodstone (www.woodstone-corp.com)/Beech (www.beachovens.com.au) | Morello Forni | Morello Forni (www.morelloforni.com) | Bk1 p512 | Dome Pizza Oven _Cladding to Coordinate with ID | Dome Pizza Oven _Cladding To Coordinate With Id | area+ref
Book 1 | Ground Floor - All Day Dining Area | ADD 31a | 1 | 1 | yes | 1.00 | Equipment |  | By Manufacturer of oven | By Manufacturer of oven | 0 | 0 | Bk1 p513 | 20-25 cm Collar for venting Pizza Oven w/ Spark Arrestor | 20-25 Cm Collar For Venting Pizza Oven W/ Spark Arrestor | area+ref
Book 1 | Ground Floor - All Day Dining Area | ADD 31b | 1 | 1 | yes | 1.00 | Equipment | Avenger | Avenger System LLC / Falcon Fire & Safety Equip | Avenger System LLC / Falcon Fire & Safety Equip. (www.falconfireme.com) ; (sales@falconfireme.com). C.O.O. U.S.A. | Ansul, Synergy | Ansul (www.ansul.com), Synergy (international@swastiksynergy.com / www.swastiksynergy.com) | Bk1 p514 | Fire Suppression/Fighting System | Fire Suppression/Fighting System | area+ref
Book 1 | Ground Floor - All Day Dining Area | ADD 32 | 1 | 1 | yes | 1.00 | Equipment |  | Infrico | Infrico (www.infrico.com) | Williams, Destar | Williams (www.williams-refrigeration.co.uk)(sales@williamsdubai.ae, GINOX (www.ginoxgroup.com), Destar (www.destar-refrigeration.com ) | Bk1 p515 | Undercounter Chef Base Refrigerator 2 drawers - 6 GN 1/1 (to accept equipment on top) | Undercounter Chef Base Refrigerator 2 Drawers - 6 Gn 1/1 (To Accept Equipment On Top) | area+ref
Book 1 | Ground Floor - All Day Dining Area | ADD 33 | 1 | 1 | yes | 1.00 | Custom Fabrication |  | Prisma SPA, Rhine Kitchen, Ginox RAK or Pilsa SA only | Prisma SPA (www.prismaitalia.com), Rhine Kitchen (www.rhine- ke.com), Ginox RAK (www.ginox.ae) or Pilsa SA (www.pilsa.com) only. |  | No alternative manufacturer for this custom fabricated item | Bk1 p516 | Charcoal Broiler Counter Top* | Charcoal Broiler Counter Top* | area+ref
Book 1 | Ground Floor - All Day Dining Area | ADD 34 | 1 | 1 | yes | 1.00 | Equipment |  | MKN | MKN (www.mkn.com) | Therma, Charvet, Ambach | Therma (www.professional.electrolux.com), Charvet (www.charvet.ae),Ambach (www.ambach.com) | Bk1 p517 | Electric Griddle Plate 2 Supra Smooth with Powerblock | Electric Griddle Plate 2 Supra Smooth With Powerblock | area+ref
Book 1 | Ground Floor - All Day Dining Area | ADD 35 | 1 | 1 | yes | 1.00 | Equipment |  | MKN | MKN (www.mkn.com) | Therma, Charvet, Ambach | Therma (www.professional.electrolux.com), Charvet (www.charvet.ae),Ambach (www.ambach.com) | Bk1 p518 | Twin Well Fryer - Electric | Twin Well Fryer - Electric | area+ref
Book 1 | Ground Floor - All Day Dining Area | ADD 36 | 1 | 1 | yes | 1.00 | Equipment |  | MKN | MKN (www.mkn.com) | Therma, Charvet, Ambach | Therma (www.professional.electrolux.com), Charvet (www.charvet.ae),Ambach (www.ambach.com) | Bk1 p519 | Four Burner Range on Gas Oven | Four Burner Range On Gas Oven | area+ref
Book 1 | Ground Floor - All Day Dining Area | ADD 37 | 1 | 1 | yes | 1.00 | Equipment | 500-2D | Alto-Shaam | Alto-Shaam (sales.mea@alto-shaam.com). C.O.O. U.S.A. | CIRCUM Hot/Cold-DSS, Hatco, Moffats, B.Pro | CIRCUM Hot/Cold-DSS (dss-products.com), Hatco (www.hatcocorp.com), Moffats (www.moffat.com), B.Pro(www.bpro-solutions.com) | Bk1 p520 | Twin Drawer Undercounter Warmer | Twin Drawer Undercounter Warmer | area+ref
Book 1 | Ground Floor - All Day Dining Area | ADD 38 | 1 | 1 | yes | 1.00 | Equipment |  | MKN | MKN (www.mkn.com) | Therma, Charvet, Ambach | Therma (www.professional.electrolux.com), Charvet (www.charvet.ae),Ambach (www.ambach.com) | Bk1 p521 | Electric Salamander Vario Intelligence _On Shelf | Electric Salamander Vario Intelligence _On Shelf | area+ref
Book 1 | Ground Floor - All Day Dining Area | ADD 40 | 1 | 1 | yes | 1.00 | Equipment |  | Ginox | Ginox (www.ginoxgroup.com) | GIF, Halton, EcoAir, Avante | GIF (www.gif-web.com), Halton (www.halton.com),EcoAir (www.ecoairventilation.com), Avante ( www.avanteuae.com) | Bk1 p523 | PerformAir Self Cleaning Hood - Island Type (1 Skin) with Pulsair & Intermittent Cold Mist system for Solid Fuel Cooking Line Extract 7192. Conditioned 21-23° C dehumidified supply air 6113 linear diffuser set 1 mtr. from edge of hood. Balance air from other areas 1079. All in c3/h. | Performair Self Cleaning Hood - Island Type (1 Skin) With Pulsair & Intermittent Cold Mist System For Solid Fuel Cooking Line Extract 7192. Conditioned 21-23° C Dehumidified Supply Air 6113 Linear Diffuser Set 1 Mtr. From Edge Of Hood. Balance Air From Other Areas 1079. All In C3/H. | area+ref
Book 1 | Ground Floor - All Day Dining Area | ADD 41 | 1 | 1 | yes | 1.00 | Equipment | Avenger | Avenger System LLC / Falcon Fire & Safety Equip | Avenger System LLC / Falcon Fire & Safety Equip. (www.falconfireme.com) ; (sales@falconfireme.com). C.O.O. U.S.A. | Ansul, Synergy | Ansul (www.ansul.com), Synergy (international@swastiksynergy.com / www.swastiksynergy.com) | Bk1 p525 | Fire Suppression/Fighting System | Fire Suppression/Fighting System | area+ref
Book 1 | Ground Floor - All Day Dining Area | ADD 44 | 1 | 1 | yes | 1.00 | Equipment |  | Infrico | Infrico (www.infrico.com) | Williams, Destar | Williams (www.williams-refrigeration.co.uk)(sales@williamsdubai.ae, GINOX (www.ginoxgroup.com), Destar (www.destar-refrigeration.com ) | Bk1 p528 | Undercounter Freezer 1 Solid Door - 150L | Undercounter Freezer 1 Solid Door - 150L | area+ref
Book 1 | Ground Floor - All Day Dining Area | ADD 45 | l | Lot | ? | 1.00 | Custom Fabrication | [5 empty] | Bk1 p529 | By I.D Contractor -Counter tops/support, facias, wall finishes and other features by ID _Glass Encasement By:ID* | By I.D Contractor -Counter Tops/Support, Facias, Wall Finishes And Other Features By Id _Glass Encasement By:Id* | area+ref | BOQ qty not numeric ('l')
Book 1 | Ground Floor - All Day Dining Area | ADD 46 | l | Lot | ? | 1.00 | Custom Fabrication | [5 empty] | Bk1 p530 | By I.D Contractor -Counter tops/support, facias, wall finishes and other features by ID Plate storage underneath the counter* | By I.D Contractor -Counter Tops/Support, Facias, Wall Finishes And Other Features By Id Plate Storage Underneath The Counter* | area+ref | BOQ qty not numeric ('l')
Book 1 | Ground Floor - Washing Area | AAB 1 | 2 | 2 | yes | 1.00 | Custom Fabrication |  | Prisma SPA, Rhine Kitchen - UAE, Pilsa SA, Al Barq - Shaleej Emainox - Filippo Rabadh - EMAN Ascobloc - Maik Sprint Qatar - Essam Wolf Qatar - Tony, Euro Trade Bahrain - Vassily Masria Egypt, Ginox - UAE, Ramadi Kitchen Dubai or CCE Quality Fabrication - UAE, Dolphin Kitchens .Al heloul al Haditha furniture LLC. only | Prisma SPA (+41 78677 6468), Rhine Kitchen - UAE (06 5326098), Pilsa SA (Pilsa.com), Al Barq - Shaleej +971547920080 http://www.albarqkitchen.com/, Emainox - Filippo +971 56 653 3433 https://emainox.it/, Rabadh - EMAN +966 53 871 1366 https://rabadh.com/, Ascobloc - Maik +49 172 205 5539 https://www.ascobloc.de/en/download/stainless-steel-furniture, Sprint Qatar - Essam +974 5586 7619 https://www.sprint-qatar.com/, Wolf Qatar - Tony +974 4444 2295, Euro Trade Bahrain - Vassily +97339911287 https://ecegroups.com/, Masria Egypt (0020 202-4610- 3325) , Ginox - UAE (07 2444567), Ramadi Kitchen Dubai (04 884 0555) or CCE (Commercial Catering Equipment Dubai) 050476 2200 info@ccedubai.com, Quality Fabrication - UAE (info@qualitygrp.net), Dolphin Kitchens (dolphin.kitchens@yahoo.com).Al heloul al Haditha furniture LLC. only. |  | No alternative manufacturer for this custom fabricated item | Bk1 p531 | Floor Channel with Odor Trap & Grating - 350mm As Per Plan | Floor Channel With Odor Trap & Grating - 350Mm As Per Plan | area+ref
Book 1 | Ground Floor - Washing Area | AAB 2 | 1 | 1 | yes | 1.00 | Equipment | 806 382 | Tournus | Tournus (www.tournus.com). C.O.O. France | DSS, Sofinor, Eagle Group, Mechline | DSS (dss-products.com), Sofinor (www.sofinor.com), Eagle Group (www.eaglegrp.com), Mechline (www.mechline.com) | Bk1 p532 | Cantilevered wash hand basin - knee control | Cantilevered Wash Hand Basin - Knee Control | area+ref
Book 1 | Ground Floor - Washing Area | AAB 3 | 1 | 1 | yes | 1.00 | Equipment | ZF105 | Insectocutor | Insectocutor (www.pelsis.com, hygieneproducts@tte.ae) . C.O.O. UK | Branderburg, Johnson Group | Branderburg (www.b-one.com), Johnson Group (www.johnson-group.com.hk) | Bk1 p533 | Fly Killer - Ss Cover- Glueboard to suit site | Fly Killer - Ss Cover- Glueboard To Suit Site | area+ref
Book 1 | Ground Floor - Washing Area | AAB 4 | 1 | 1 | yes | 1.00 | Equipment | Ambion 100 | HVAC Plasmaclean | HVAC Plasmaclean (MGK +971 4 396 8264). C.O.O. UK | Mechline Hygenikx, Aerox | Mechline Hygenikx (www.mechline.com.hgx/), Aerox (www.aeroxinjector.com) | Bk1 p534 | Plasma Ionisation Smell Reduction Unit | Plasma Ionisation Smell Reduction Unit | area+ref
Book 1 | Ground Floor - Washing Area | AAB 5 | 1 | 1 | yes | 1.00 | Equipment | 1883552 (Streamline) | Rubbermaid | Rubbermaid(www.rubbermaid.com). C.O.O. U.S.A. | Carlisle, Green Revolution, Cosmoplast | Carlisle (www.carlislefsp.com), Green Revolution (www.green-revolution.in), Cosmoplast (www.cosmoplast.com) | Bk1 p535 | Mobile Waste Bin Slim Jim Step-On (Beige color) | Mobile Waste Bin Slim Jim Step-On (Beige Color) | area+ref
Book 1 | Ground Floor - Washing Area | AAB 6 | 1 | 1 | yes | 1.00 | Custom Fabrication |  | Prisma SPA, Rhine Kitchen - UAE, Pilsa SA, Al Barq - Shaleej Emainox - Filippo Rabadh - EMAN Ascobloc - Maik Sprint Qatar - Essam Wolf Qatar - Tony, Euro Trade Bahrain - Vassily Masria Egypt, Ginox - UAE, Ramadi Kitchen Dubai or CCE Quality Fabrication - UAE, Dolphin Kitchens .Al heloul al Haditha furniture LLC. only | Prisma SPA (+41 78677 6468), Rhine Kitchen - UAE (06 5326098), Pilsa SA (Pilsa.com), Al Barq - Shaleej +971547920080 http://www.albarqkitchen.com/, Emainox - Filippo +971 56 653 3433 https://emainox.it/, Rabadh - EMAN +966 53 871 1366 https://rabadh.com/, Ascobloc - Maik +49 172 205 5539 https://www.ascobloc.de/en/download/stainless-steel-furniture, Sprint Qatar - Essam +974 5586 7619 https://www.sprint-qatar.com/, Wolf Qatar - Tony +974 4444 2295, Euro Trade Bahrain - Vassily +97339911287 https://ecegroups.com/, Masria Egypt (0020 202-4610- 3325) , Ginox - UAE (07 2444567), Ramadi Kitchen Dubai (04 884 0555) or CCE (Commercial Catering Equipment Dubai) 050476 2200 info@ccedubai.com, Quality Fabrication - UAE (info@qualitygrp.net), Dolphin Kitchens (dolphin.kitchens@yahoo.com).Al heloul al Haditha furniture LLC. only. |  | No alternative manufacturer for this custom fabricated item | Bk1 p536 | Triple bowl sink, twin drainer - 80 cm deep * | Triple Bowl Sink, Twin Drainer - 80 Cm Deep * | area+ref
Book 1 | Ground Floor - Washing Area | AAB 6a | 1 | 1 | yes | 1.00 | Equipment | Various (B-0114-01B-WH4 + B-3950-01) | T&S Brass | T&S Brass (www.tsbrass.com). C.O.O. USA. | Klarco, Kraus | Klarco (www.klarco.com), Kraus(www.krausproducts.com) | Bk1 p537 | Faucet and other Attachments -Spray Faucet | Faucet And Other Attachments -Spray Faucet | area+ref
Book 1 | Ground Floor - Washing Area | AAB 7 | 3 | 3 | yes | 1.00 | Custom Fabrication |  | Prisma SPA, Rhine Kitchen - UAE, Pilsa SA, Al Barq - Shaleej Emainox - Filippo Rabadh - EMAN Ascobloc - Maik Sprint Qatar - Essam Wolf Qatar - Tony, Euro Trade Bahrain - Vassily Masria Egypt, Ginox - UAE, Ramadi Kitchen Dubai or CCE Quality Fabrication - UAE, Dolphin Kitchens .Al heloul al Haditha furniture LLC. only | Prisma SPA (+41 78677 6468), Rhine Kitchen - UAE (06 5326098), Pilsa SA (Pilsa.com), Al Barq - Shaleej +971547920080 http://www.albarqkitchen.com/, Emainox - Filippo +971 56 653 3433 https://emainox.it/, Rabadh - EMAN +966 53 871 1366 https://rabadh.com/, Ascobloc - Maik +49 172 205 5539 https://www.ascobloc.de/en/download/stainless-steel-furniture, Sprint Qatar - Essam +974 5586 7619 https://www.sprint-qatar.com/, Wolf Qatar - Tony +974 4444 2295, Euro Trade Bahrain - Vassily +97339911287 https://ecegroups.com/, Masria Egypt (0020 202-4610- 3325) , Ginox - UAE (07 2444567), Ramadi Kitchen Dubai (04 884 0555) or CCE (Commercial Catering Equipment Dubai) 050476 2200 info@ccedubai.com, Quality Fabrication - UAE (info@qualitygrp.net), Dolphin Kitchens (dolphin.kitchens@yahoo.com).Al heloul al Haditha furniture LLC. only. |  | No alternative manufacturer for this custom fabricated item | Bk1 p538 | Custom Overhead Pot Rack * | Custom Overhead Pot Rack * | area+ref
Book 1 | Ground Floor - Washing Area | AAB 8 | 2 | 2 | yes | 1.00 | Custom Fabrication |  | Prisma SPA, Rhine Kitchen - UAE, Pilsa SA, Al Barq - Shaleej Emainox - Filippo Rabadh - EMAN Ascobloc - Maik Sprint Qatar - Essam Wolf Qatar - Tony, Euro Trade Bahrain - Vassily Masria Egypt, Ginox - UAE, Ramadi Kitchen Dubai or CCE Quality Fabrication - UAE, Dolphin Kitchens .Al heloul al Haditha furniture LLC. only | Prisma SPA (+41 78677 6468), Rhine Kitchen - UAE (06 5326098), Pilsa SA (Pilsa.com), Al Barq - Shaleej +971547920080 http://www.albarqkitchen.com/, Emainox - Filippo +971 56 653 3433 https://emainox.it/, Rabadh - EMAN +966 53 871 1366 https://rabadh.com/, Ascobloc - Maik +49 172 205 5539 https://www.ascobloc.de/en/download/stainless-steel-furniture, Sprint Qatar - Essam +974 5586 7619 https://www.sprint-qatar.com/, Wolf Qatar - Tony +974 4444 2295, Euro Trade Bahrain - Vassily +97339911287 https://ecegroups.com/, Masria Egypt (0020 202-4610- 3325) , Ginox - UAE (07 2444567), Ramadi Kitchen Dubai (04 884 0555) or CCE (Commercial Catering Equipment Dubai) 050476 2200 info@ccedubai.com, Quality Fabrication - UAE (info@qualitygrp.net), Dolphin Kitchens (dolphin.kitchens@yahoo.com).Al heloul al Haditha furniture LLC. only. |  | No alternative manufacturer for this custom fabricated item | Bk1 p539 | Floor Channel with Odor Trap & Grating - 1050mm x 350mm as per plan | Floor Channel With Odor Trap & Grating - 1050Mm X 350Mm As Per Plan | area+ref
Book 1 | Ground Floor - Washing Area | AAB 9 | 5 | 5 | yes | 1.00 | Equipment |  | Hupfer | Hupfer (www.hupfer.de) | DSS, Metro, Tournus, Tonon | DSS (www.dss-products.com / dannyk88@singnet.com.sg), Metro (www.intermetro.com), Tournus (www.tournus.com), Tonon (www.tonon.com) | Bk1 p540 | Anodized Aluminium Slatted 4 Tier Rack | Anodized Aluminium Slatted 4 Tier Rack | area+ref
Book 1 | Ground Floor - Washing Area | AAB 10 | 1 | 1 | yes | 1.00 | Custom Fabrication |  | Prisma SPA, Rhine Kitchen - UAE, Pilsa SA, Al Barq - Shaleej Emainox - Filippo Rabadh - EMAN Ascobloc - Maik Sprint Qatar - Essam Wolf Qatar - Tony, Euro Trade Bahrain - Vassily Masria Egypt, Ginox - UAE, Ramadi Kitchen Dubai or CCE Quality Fabrication - UAE, Dolphin Kitchens .Al heloul al Haditha furniture LLC. only | Prisma SPA (+41 78677 6468), Rhine Kitchen - UAE (06 5326098), Pilsa SA (Pilsa.com), Al Barq - Shaleej +971547920080 http://www.albarqkitchen.com/, Emainox - Filippo +971 56 653 3433 https://emainox.it/, Rabadh - EMAN +966 53 871 1366 https://rabadh.com/, Ascobloc - Maik +49 172 205 5539 https://www.ascobloc.de/en/download/stainless-steel-furniture, Sprint Qatar - Essam +974 5586 7619 https://www.sprint-qatar.com/, Wolf Qatar - Tony +974 4444 2295, Euro Trade Bahrain - Vassily +97339911287 https://ecegroups.com/, Masria Egypt (0020 202-4610- 3325) , Ginox - UAE (07 2444567), Ramadi Kitchen Dubai (04 884 0555) or CCE (Commercial Catering Equipment Dubai) 050476 2200 info@ccedubai.com, Quality Fabrication - UAE (info@qualitygrp.net), Dolphin Kitchens (dolphin.kitchens@yahoo.com).Al heloul al Haditha furniture LLC. only. |  | No alternative manufacturer for this custom fabricated item | Bk1 p541 | Outlet Table * | Outlet Table * | area+ref
Book 1 | Ground Floor - Washing Area | AAB 11 | 1 | 1 | yes | 1.00 | Equipment | UC-L | Winterhalter | Winterhalter(www.winterhalter.ae). C.O.O. Germany | Meiko, Hobart Germany | Meiko (www.meikome.com), Hobart Germany | Bk1 p542 | Undercounter Dish/Glass/Tray/Cutlery Washer - 65 racks/h, 50x50 cm Rack Size | Undercounter Dish/Glass/Tray/Cutlery Washer - 65 Racks/H, 50X50 Cm Rack Size | area+ref
Book 1 | Ground Floor - Washing Area | AAB 11a | 1 | 1 | yes | 1.00 | Equipment | MRS-600HE-II RO System | Everpure | Everpure (www.fendtech.ae/sales@fendtech.ae). C.O.O. USA | Culligan, So-Safe | Culligan(www.culligan.com), So-Safe (www.sosafe.com) | Bk1 p543 | Filter System For Rack & Flight R.O. | Filter System For Rack & Flight R.O. | area+ref
Book 1 | Ground Floor - Washing Area | AAB 12 | 1 | 1 | yes | 1.00 | Custom Fabrication |  | Prisma SPA, Rhine Kitchen - UAE, Pilsa SA, Al Barq - Shaleej Emainox - Filippo Rabadh - EMAN Ascobloc - Maik Sprint Qatar - Essam Wolf Qatar - Tony, Euro Trade Bahrain - Vassily Masria Egypt, Ginox - UAE, Ramadi Kitchen Dubai or CCE Quality Fabrication - UAE, Dolphin Kitchens .Al heloul al Haditha furniture LLC. only | Prisma SPA (+41 78677 6468), Rhine Kitchen - UAE (06 5326098), Pilsa SA (Pilsa.com), Al Barq - Shaleej +971547920080 http://www.albarqkitchen.com/, Emainox - Filippo +971 56 653 3433 https://emainox.it/, Rabadh - EMAN +966 53 871 1366 https://rabadh.com/, Ascobloc - Maik +49 172 205 5539 https://www.ascobloc.de/en/download/stainless-steel-furniture, Sprint Qatar - Essam +974 5586 7619 https://www.sprint-qatar.com/, Wolf Qatar - Tony +974 4444 2295, Euro Trade Bahrain - Vassily +97339911287 https://ecegroups.com/, Masria Egypt (0020 202-4610- 3325) , Ginox - UAE (07 2444567), Ramadi Kitchen Dubai (04 884 0555) or CCE (Commercial Catering Equipment Dubai) 050476 2200 info@ccedubai.com, Quality Fabrication - UAE (info@qualitygrp.net), Dolphin Kitchens (dolphin.kitchens@yahoo.com).Al heloul al Haditha furniture LLC. only. |  | No alternative manufacturer for this custom fabricated item | Bk1 p544 | Overhead Wash Rack Holder * | Overhead Wash Rack Holder * | area+ref
Book 1 | Ground Floor - Washing Area | AAB 13 | 1 | 1 | yes | 1.00 | Custom Fabrication |  | Prisma SPA, Rhine Kitchen - UAE, Pilsa SA, Al Barq - Shaleej Emainox - Filippo Rabadh - EMAN Ascobloc - Maik Sprint Qatar - Essam Wolf Qatar - Tony, Euro Trade Bahrain - Vassily Masria Egypt, Ginox - UAE, Ramadi Kitchen Dubai or CCE Quality Fabrication - UAE, Dolphin Kitchens .Al heloul al Haditha furniture LLC. only | Prisma SPA (+41 78677 6468), Rhine Kitchen - UAE (06 5326098), Pilsa SA (Pilsa.com), Al Barq - Shaleej +971547920080 http://www.albarqkitchen.com/, Emainox - Filippo +971 56 653 3433 https://emainox.it/, Rabadh - EMAN +966 53 871 1366 https://rabadh.com/, Ascobloc - Maik +49 172 205 5539 https://www.ascobloc.de/en/download/stainless-steel-furniture, Sprint Qatar - Essam +974 5586 7619 https://www.sprint-qatar.com/, Wolf Qatar - Tony +974 4444 2295, Euro Trade Bahrain - Vassily +97339911287 https://ecegroups.com/, Masria Egypt (0020 202-4610- 3325) , Ginox - UAE (07 2444567), Ramadi Kitchen Dubai (04 884 0555) or CCE (Commercial Catering Equipment Dubai) 050476 2200 info@ccedubai.com, Quality Fabrication - UAE (info@qualitygrp.net), Dolphin Kitchens (dolphin.kitchens@yahoo.com).Al heloul al Haditha furniture LLC. only. |  | No alternative manufacturer for this custom fabricated item | Bk1 p545 | Vapour Hood - 1500 cu mtrs per hour exhaust * | Vapour Hood - 1500 Cu Mtrs Per Hour Exhaust * | area+ref
Book 1 | Ground Floor - Washing Area | AAB 14 | 1 | 1 | yes | 1.00 | Equipment | PT-M - TWIN SET | Winterhalter | Winterhalter(www.winterhalter.ae). C.O.O. Germany | Meiko, Hobart Germany | Meiko (www.meikome.com), Hobart Germany | Bk1 p546 | Double Basket Pass Through Dish Washer - up to 144 racks/h, 50x50 cm Rack Size | Double Basket Pass Through Dish Washer - Up To 144 Racks/H, 50X50 Cm Rack Size | area+ref
Book 1 | Ground Floor - Washing Area | AAB 14a | 1 | 1 | yes | 1.00 | Equipment | Riva8 | Pentair | Pentair (www.foodservice.pentair.com/www.fendtech.ae). C.O.O. EU | Culligan, So-Safe | Culligan(www.culligan.com), So-Safe (www.sosafe.com) | Bk1 p547 | Filter/Softening System For Single Rack Dishwasher | Filter/Softening System For Single Rack Dishwasher | area+ref
Book 1 | Ground Floor - Washing Area | AAB 15 | 1 | 1 | yes | 1.00 | Custom Fabrication |  | Prisma SPA, Rhine Kitchen - UAE, Pilsa SA, Al Barq - Shaleej Emainox - Filippo Rabadh - EMAN Ascobloc - Maik Sprint Qatar - Essam Wolf Qatar - Tony, Euro Trade Bahrain - Vassily Masria Egypt, Ginox - UAE, Ramadi Kitchen Dubai or CCE Quality Fabrication - UAE, Dolphin Kitchens .Al heloul al Haditha furniture LLC. only | Prisma SPA (+41 78677 6468), Rhine Kitchen - UAE (06 5326098), Pilsa SA (Pilsa.com), Al Barq - Shaleej +971547920080 http://www.albarqkitchen.com/, Emainox - Filippo +971 56 653 3433 https://emainox.it/, Rabadh - EMAN +966 53 871 1366 https://rabadh.com/, Ascobloc - Maik +49 172 205 5539 https://www.ascobloc.de/en/download/stainless-steel-furniture, Sprint Qatar - Essam +974 5586 7619 https://www.sprint-qatar.com/, Wolf Qatar - Tony +974 4444 2295, Euro Trade Bahrain - Vassily +97339911287 https://ecegroups.com/, Masria Egypt (0020 202-4610- 3325) , Ginox - UAE (07 2444567), Ramadi Kitchen Dubai (04 884 0555) or CCE (Commercial Catering Equipment Dubai) 050476 2200 info@ccedubai.com, Quality Fabrication - UAE (info@qualitygrp.net), Dolphin Kitchens (dolphin.kitchens@yahoo.com).Al heloul al Haditha furniture LLC. only. |  | No alternative manufacturer for this custom fabricated item | Bk1 p548 | Stainless Steel Inlet Sink Table * | Stainless Steel Inlet Sink Table * | area+ref
Book 1 | Ground Floor - Washing Area | AAB 15a | 1 | 1 | yes | 1.00 | Equipment | Various (B-0114-01B-WH4 + B-3950-01) | T&S Brass | T&S Brass (www.tsbrass.com). C.O.O. USA. | Klarco, Kraus | Klarco (www.klarco.com), Kraus(www.krausproducts.com) | Bk1 p549 | Faucet and other Attachments -Spray Faucet | Faucet And Other Attachments -Spray Faucet | area+ref
Book 1 | Ground Floor - Washing Area | AAB 16 | 1 | 1 | yes | 1.00 | Custom Fabrication |  | Prisma SPA, Rhine Kitchen - UAE, Pilsa SA, Al Barq - Shaleej Emainox - Filippo Rabadh - EMAN Ascobloc - Maik Sprint Qatar - Essam Wolf Qatar - Tony, Euro Trade Bahrain - Vassily Masria Egypt, Ginox - UAE, Ramadi Kitchen Dubai or CCE Quality Fabrication - UAE, Dolphin Kitchens .Al heloul al Haditha furniture LLC. only | Prisma SPA (+41 78677 6468), Rhine Kitchen - UAE (06 5326098), Pilsa SA (Pilsa.com), Al Barq - Shaleej +971547920080 http://www.albarqkitchen.com/, Emainox - Filippo +971 56 653 3433 https://emainox.it/, Rabadh - EMAN +966 53 871 1366 https://rabadh.com/, Ascobloc - Maik +49 172 205 5539 https://www.ascobloc.de/en/download/stainless-steel-furniture, Sprint Qatar - Essam +974 5586 7619 https://www.sprint-qatar.com/, Wolf Qatar - Tony +974 4444 2295, Euro Trade Bahrain - Vassily +97339911287 https://ecegroups.com/, Masria Egypt (0020 202-4610- 3325) , Ginox - UAE (07 2444567), Ramadi Kitchen Dubai (04 884 0555) or CCE (Commercial Catering Equipment Dubai) 050476 2200 info@ccedubai.com, Quality Fabrication - UAE (info@qualitygrp.net), Dolphin Kitchens (dolphin.kitchens@yahoo.com).Al heloul al Haditha furniture LLC. only. |  | No alternative manufacturer for this custom fabricated item | Bk1 p550 | Stainless Steel Sorting Table * | Stainless Steel Sorting Table * | area+ref
Book 1 | Ground Floor - Washing Area | AAB 17 | 1 | 1 | yes | 1.00 | Custom Fabrication |  | Prisma SPA, Rhine Kitchen - UAE, Pilsa SA, Al Barq - Shaleej Emainox - Filippo Rabadh - EMAN Ascobloc - Maik Sprint Qatar - Essam Wolf Qatar - Tony, Euro Trade Bahrain - Vassily Masria Egypt, Ginox - UAE, Ramadi Kitchen Dubai or CCE Quality Fabrication - UAE, Dolphin Kitchens .Al heloul al Haditha furniture LLC. only | Prisma SPA (+41 78677 6468), Rhine Kitchen - UAE (06 5326098), Pilsa SA (Pilsa.com), Al Barq - Shaleej +971547920080 http://www.albarqkitchen.com/, Emainox - Filippo +971 56 653 3433 https://emainox.it/, Rabadh - EMAN +966 53 871 1366 https://rabadh.com/, Ascobloc - Maik +49 172 205 5539 https://www.ascobloc.de/en/download/stainless-steel-furniture, Sprint Qatar - Essam +974 5586 7619 https://www.sprint-qatar.com/, Wolf Qatar - Tony +974 4444 2295, Euro Trade Bahrain - Vassily +97339911287 https://ecegroups.com/, Masria Egypt (0020 202-4610- 3325) , Ginox - UAE (07 2444567), Ramadi Kitchen Dubai (04 884 0555) or CCE (Commercial Catering Equipment Dubai) 050476 2200 info@ccedubai.com, Quality Fabrication - UAE (info@qualitygrp.net), Dolphin Kitchens (dolphin.kitchens@yahoo.com).Al heloul al Haditha furniture LLC. only. |  | No alternative manufacturer for this custom fabricated item | Bk1 p551 | Shelf over Hatch Opening and Hatch Cladding to sides and top. * | Shelf Over Hatch Opening And Hatch Cladding To Sides And Top. * | area+ref
Book 1 | Ground Floor - Washing Area | AAB 18 | 1 | 1 | yes | 1.00 | Equipment | CDR2020H | Cambro | Cambro(www.cambro.com),(webmaster@cambro.com). C.O.O. U.S.A. | Carlisle, Metro | Carlisle (www.carlislefsp.com), Metro (www.metro.com) | Bk1 p552 | Cam Dollies Dish Rack w/ Handle | Cam Dollies Dish Rack W/ Handle | area+ref
Book 1 | Ground Floor - Washing Area | AAB 19 | 1 | 1 | yes | 1.00 | Equipment | ADCSC | Cambro | Cambro(www.cambro.com),(webmaster@cambro.com). C.O.O. U.S.A. | Carlisle, Metro | Carlisle (www.carlislefsp.com), Metro (www.metro.com) | Bk1 p553 | Plate Transport Dish Caddy | Plate Transport Dish Caddy | area+ref
Book 1 | Ground Floor - Washing Area | AAB 20 | 1 | 1 | yes | 1.00 | Equipment | B-7142-01 | T&S Brass | T&S Brass (www.tsbrass.com). C.O.O. USA. | Klarco, Randell | Klarco (www.klarco.com), Randell | Bk1 p554 | Retractable Open Hose Reel, Stainless Steel - 50' Hose Length (15M) | Retractable Open Hose Reel, Stainless Steel - 50' Hose Length (15M) | area+ref
Book 1 | Ground Floor - Beverage Support | IAB 1 | 1 | 1 | yes | 1.00 | Custom Fabrication |  | Prisma SPA, Rhine Kitchen - UAE, Pilsa SA, Al Barq - Shaleej Emainox - Filippo Rabadh - EMAN Ascobloc - Maik Sprint Qatar - Essam Wolf Qatar - Tony, Euro Trade Bahrain - Vassily Masria Egypt, Ginox - UAE, Ramadi Kitchen Dubai or CCE Quality Fabrication - UAE, Dolphin Kitchens .Al heloul al Haditha furniture LLC. only | Prisma SPA (+41 78677 6468), Rhine Kitchen - UAE (06 5326098), Pilsa SA (Pilsa.com), Al Barq - Shaleej +971547920080 http://www.albarqkitchen.com/, Emainox - Filippo +971 56 653 3433 https://emainox.it/, Rabadh - EMAN +966 53 871 1366 https://rabadh.com/, Ascobloc - Maik +49 172 205 5539 https://www.ascobloc.de/en/download/stainless-steel-furniture, Sprint Qatar - Essam +974 5586 7619 https://www.sprint-qatar.com/, Wolf Qatar - Tony +974 4444 2295, Euro Trade Bahrain - Vassily +97339911287 https://ecegroups.com/, Masria Egypt (0020 202-4610- 3325) , Ginox - UAE (07 2444567), Ramadi Kitchen Dubai (04 884 0555) or CCE (Commercial Catering Equipment Dubai) 050476 2200 info@ccedubai.com, Quality Fabrication - UAE (info@qualitygrp.net), Dolphin Kitchens (dolphin.kitchens@yahoo.com).Al heloul al Haditha furniture LLC. only. |  | No alternative manufacturer for this custom fabricated item | Bk1 p556 | Floor Channel with Odor Trap & Grating - 350mm As Per Plan | Floor Channel With Odor Trap & Grating - 350Mm As Per Plan | area+ref
Book 1 | Ground Floor - Beverage Support | IAB 2 | 1 | 1 | yes | 1.00 | Equipment | 806 382 | Tournus | Tournus (www.tournus.com). C.O.O. France | DSS, Sofinor, Eagle Group, Mechline | DSS (dss-products.com), Sofinor (www.sofinor.com), Eagle Group (www.eaglegrp.com), Mechline (www.mechline.com) | Bk1 p557 | Cantilevered wash hand basin - knee control | Cantilevered Wash Hand Basin - Knee Control | area+ref
Book 1 | Ground Floor - Beverage Support | IAB 3 | 1 | 1 | yes | 1.00 | Equipment | ZF105 | Insectocutor | Insectocutor (www.pelsis.com, hygieneproducts@tte.ae) . C.O.O. UK | Branderburg, Johnson Group | Branderburg (www.b-one.com), Johnson Group (www.johnson-group.com.hk) | Bk1 p558 | Fly Killer - Ss Cover- Glueboard to suit site | Fly Killer - Ss Cover- Glueboard To Suit Site | area+ref
Book 1 | Ground Floor - Beverage Support | IAB 4 | 1 | 1 | yes | 1.00 | Equipment | 2620 | Rubbermaid | Rubbermaid(www.rubbermaid.com). C.O.O. U.S.A. | Cambro, Trolly and Bin | Cambro (www.cambro.com), Trolly and Bin (www.trollyandbin.co.za) | Bk1 p559 | Mobile Waste Bin - Brute undercounter | Mobile Waste Bin - Brute Undercounter | area+ref
Book 1 | Ground Floor - Beverage Support | IAB 5 | 3 | 3 | yes | 1.00 | Equipment |  | Infrico | Infrico (www.infrico.com) | Williams, Destar | Williams (www.williams-refrigeration.co.uk)(sales@williamsdubai.ae, GINOX (www.ginoxgroup.com), Destar (www.destar-refrigeration.com ) | Bk1 p560 | Undercounter Bottle Display Unit 2 Glass Doors - S/S Finish 193L | Undercounter Bottle Display Unit 2 Glass Doors - S/S Finish 193L | area+ref
Book 1 | Ground Floor - Beverage Support | IAB 6 | 1 | 1 | yes | 1.00 | Custom Fabrication |  | Prisma SPA, Rhine Kitchen - UAE, Pilsa SA, Al Barq - Shaleej Emainox - Filippo Rabadh - EMAN Ascobloc - Maik Sprint Qatar - Essam Wolf Qatar - Tony, Euro Trade Bahrain - Vassily Masria Egypt, Ginox - UAE, Ramadi Kitchen Dubai or CCE Quality Fabrication - UAE, Dolphin Kitchens .Al heloul al Haditha furniture LLC. only | Prisma SPA (+41 78677 6468), Rhine Kitchen - UAE (06 5326098), Pilsa SA (Pilsa.com), Al Barq - Shaleej +971547920080 http://www.albarqkitchen.com/, Emainox - Filippo +971 56 653 3433 https://emainox.it/, Rabadh - EMAN +966 53 871 1366 https://rabadh.com/, Ascobloc - Maik +49 172 205 5539 https://www.ascobloc.de/en/download/stainless-steel-furniture, Sprint Qatar - Essam +974 5586 7619 https://www.sprint-qatar.com/, Wolf Qatar - Tony +974 4444 2295, Euro Trade Bahrain - Vassily +97339911287 https://ecegroups.com/, Masria Egypt (0020 202-4610- 3325) , Ginox - UAE (07 2444567), Ramadi Kitchen Dubai (04 884 0555) or CCE (Commercial Catering Equipment Dubai) 050476 2200 info@ccedubai.com, Quality Fabrication - UAE (info@qualitygrp.net), Dolphin Kitchens (dolphin.kitchens@yahoo.com).Al heloul al Haditha furniture LLC. only. |  | No alternative manufacturer for this custom fabricated item | Bk1 p561 | Table - Wall Type with single bowl sink, undershelf and integral angle ledge unit. 2mm top cup rack storage* | Table - Wall Type With Single Bowl Sink, Undershelf And Integral Angle Ledge Unit. 2Mm Top Cup Rack Storage* | area+ref
Book 1 | Ground Floor - Beverage Support | IAB 6a | 1 | 1 | yes | 1.00 | Equipment | Various (B-0226-V15-WH4 + B-3950-01) | T&S Brass | T&S Brass (www.tsbrass.com). C.O.O. USA. | Klarco, Kraus | Klarco (www.klarco.com), Kraus(www.krausproducts.com) | Bk1 p562 | Faucet and other Attachments - Sink Unit | Faucet And Other Attachments - Sink Unit | area+ref
Book 1 | Ground Floor - Beverage Support | IAB 7 | 1 | 1 | yes | 1.00 | Equipment | Connoisseur 825 | Blendtec | Blendtec (www.muddle-me.com/www.blendtec.com). C.O.O. USA | Hamilton Beach, Vitamix | Hamilton Beach (www.commercial.hamiltonbeach.com),Vitamix (www.vitamix.com) | Bk1 p563 | Commercial Blender with Sound Enclosure - 2.1 Ltr/Jar | Commercial Blender With Sound Enclosure - 2.1 Ltr/Jar | area+ref
Book 1 | Ground Floor - Beverage Support | IAB 8 | 1 | 1 | yes | 1.00 | Equipment |  | YPT | YPT (www.ypt.com.hk) | elite Flame, Burco | elite Flame (www.info@szmark.cn),Burco ( https://www.burco.co.uk/) | Bk1 p564 | Instantaneous Heated Water Boiler - 30Lt. | Instantaneous Heated Water Boiler - 30Lt. | area+ref
Book 1 | Ground Floor - Beverage Support | IAB 8a | 1 | 1 | yes | 1.00 | Equipment | QL3i-MH System | Everpure | Everpure (www.fendtech.ae/sales@fendtech.ae). C.O.O. USA | Culligan, So-Safe | Culligan(www.culligan.com), So-Safe (www.sosafe.com) | Bk1 p565 | Filter System For Water Boiler | Filter System For Water Boiler | area+ref
Book 1 | Ground Floor - Beverage Support | IAB 9 | 1 | 1 | yes | 1.00 | Equipment | TT388 CP | conti | conti (www.conti-expresso.com). C.O.O. France | La Cimbali, 'Faema | La Cimbali (www.cimbali.com), 'Faema (www.faema.com) | Bk1 p566 | Fully Automatic Coffee Machine Steam & Cappuccino with Refrigeration unit and Cup Warmer | Fully Automatic Coffee Machine Steam & Cappuccino With Refrigeration Unit And Cup Warmer | area+ref
Book 1 | Ground Floor - Beverage Support | IAB 9a | 1 | 1 | yes | 1.00 | Equipment | CLARIS system M | Everpure | Everpure (www.fendtech.ae/sales@fendtech.ae). C.O.O. USA | Culligan, So-Safe | Culligan(www.culligan.com), So-Safe (www.sosafe.com) | Bk1 p567 | Filter system for espresso machines | Filter System For Espresso Machines | area+ref
Book 1 | Ground Floor - Beverage Support | IAB 10 | 1 | 1 | yes | 1.00 | Equipment |  | Infrico | Infrico (www.infrico.com) | Williams, Destar | Williams (www.williams-refrigeration.co.uk)(sales@williamsdubai.ae, GINOX (www.ginoxgroup.com), Destar (www.destar-refrigeration.com ) | Bk1 p568 | Undercounter Refrigerator 1 Solid Door - 150L | Undercounter Refrigerator 1 Solid Door - 150L | area+ref
Book 1 | Ground Floor - Beverage Support | IAB 11 | 3 | 3 | yes | 1.00 | Custom Fabrication |  | Prisma SPA, Rhine Kitchen - UAE, Pilsa SA, Al Barq - Shaleej Emainox - Filippo Rabadh - EMAN Ascobloc - Maik Sprint Qatar - Essam Wolf Qatar - Tony, Euro Trade Bahrain - Vassily Masria Egypt, Ginox - UAE, Ramadi Kitchen Dubai or CCE Quality Fabrication - UAE, Dolphin Kitchens .Al heloul al Haditha furniture LLC. only | Prisma SPA (+41 78677 6468), Rhine Kitchen - UAE (06 5326098), Pilsa SA (Pilsa.com), Al Barq - Shaleej +971547920080 http://www.albarqkitchen.com/, Emainox - Filippo +971 56 653 3433 https://emainox.it/, Rabadh - EMAN +966 53 871 1366 https://rabadh.com/, Ascobloc - Maik +49 172 205 5539 https://www.ascobloc.de/en/download/stainless-steel-furniture, Sprint Qatar - Essam +974 5586 7619 https://www.sprint-qatar.com/, Wolf Qatar - Tony +974 4444 2295, Euro Trade Bahrain - Vassily +97339911287 https://ecegroups.com/, Masria Egypt (0020 202-4610- 3325) , Ginox - UAE (07 2444567), Ramadi Kitchen Dubai (04 884 0555) or CCE (Commercial Catering Equipment Dubai) 050476 2200 info@ccedubai.com, Quality Fabrication - UAE (info@qualitygrp.net), Dolphin Kitchens (dolphin.kitchens@yahoo.com).Al heloul al Haditha furniture LLC. only. |  | No alternative manufacturer for this custom fabricated item | Bk1 p569 | Single Wall Shelf * | Single Wall Shelf * | area+ref
Book 1 | Ground Floor - Beverage Support | IAB 12 | 1 | 1 | yes | 1.00 | Equipment | BKK 2113 | Boncafe | Boncafe(www.boncafeme.ae). C.O.O. UAE | OKYAY, BEKO | OKYAY (www.okyayltd.com.tr), BEKO (www.beko.com) | Bk1 p570 | Automatic Turkish Coffee maker with Double Pot | Automatic Turkish Coffee Maker With Double Pot | area+ref
Book 1 | Ground Floor - Outlook Bar | RAB 1 | 1 | 1 | yes | 1.00 | Equipment | IM-45CNE(SA) | Hoshizaki | Hoshizaki(www.hoshizaki.ae). C.O.O. UK | Scotsman, Ice-O-Matic, Manitowoc | Scotsman(www.scotsman-ice.com), Ice-O-Matic (www.iceomatic.com), Manitowoc(www.manitowocice.com) | Bk1 p573 | Self Contained Ice Cuber 41 kg/day w/ 15kg Bin -Air Cooled | Self Contained Ice Cuber 41 Kg/Day W/ 15Kg Bin -Air Cooled | area+ref
Book 1 | Ground Floor - Outlook Bar | RAB 1a | 1 | 1 | yes | 1.00 | Equipment | Insurice Single-i2000² System | Everpure | Everpure (www.fendtech.ae/sales@fendtech.ae). C.O.O. USA | Culligan, So-Safe | Culligan(www.culligan.com), So-Safe (www.sosafe.com) | Bk1 p574 | Filter System For Under Counter Ice Production Machines | Filter System For Under Counter Ice Production Machines | area+ref
Book 1 | Ground Floor - Outlook Bar | RAB 2 | 3 | 3 | yes | 1.00 | Equipment |  | Infrico | Infrico (www.infrico.com) | Williams, Destar | Williams (www.williams-refrigeration.co.uk)(sales@williamsdubai.ae, GINOX (www.ginoxgroup.com), Destar (www.destar-refrigeration.com ) | Bk1 p575 | Undercounter Bottle Display Unit 2 Glass Doors - S/S Finish 193L | Undercounter Bottle Display Unit 2 Glass Doors - S/S Finish 193L | area+ref
Book 1 | Ground Floor - Outlook Bar | RAB 3 | 1 | 1 | yes | 1.00 | Custom Fabrication |  | Prisma SPA, Rhine Kitchen, Ginox RAK or Pilsa SA only | Prisma SPA (www.prismaitalia.com), Rhine Kitchen (www.rhine- ke.com), Ginox RAK (www.ginox.ae) or Pilsa SA (www.pilsa.com) only. |  | No alternative manufacturer for this custom fabricated item | Bk1 p576 | Expresso Coffee Ground Recepticle * | Expresso Coffee Ground Recepticle * | area+ref
Book 1 | Ground Floor - Outlook Bar | RAB 4 | 1 | 1 | yes | 1.00 | Equipment |  | Infrico | Infrico (www.infrico.com) | Williams, Destar | Williams (www.williams-refrigeration.co.uk)(sales@williamsdubai.ae, GINOX (www.ginoxgroup.com), Destar (www.destar-refrigeration.com ) | Bk1 p577 | Bottle Display Unit 1 Glass Door S/S Finish - 140L | Bottle Display Unit 1 Glass Door S/S Finish - 140L | area+ref
Book 1 | Ground Floor - Outlook Bar | RAB 5 | 1 | 1 | yes | 1.00 | Equipment | Monte Carlo-2 Groups | conti | conti (www.conti-expresso.com). C.O.O. France | Faema, 'La Cimbali | Faema (www.faema.com),'La Cimbali (www.cimbali.com) | Bk1 p578 | Semi-Automatic Espresso Machine-2 Groups | Semi-Automatic Espresso Machine-2 Groups | area+ref
Book 1 | Ground Floor - Outlook Bar | RAB 5a | 1 | 1 | yes | 1.00 | Equipment | CLARIS system M | Everpure | Everpure (www.fendtech.ae/sales@fendtech.ae). C.O.O. USA | Culligan, So-Safe | Culligan(www.culligan.com), So-Safe (www.sosafe.com) | Bk1 p579 | Filter system for espresso machines | Filter System For Espresso Machines | area+ref
Book 1 | Ground Floor - Outlook Bar | RAB 7 | 1 | 1 | yes | 1.00 | Custom Fabrication |  | Prisma SPA, Rhine Kitchen - UAE, Pilsa SA, Al Barq - Shaleej Emainox - Filippo Rabadh - EMAN Ascobloc - Maik Sprint Qatar - Essam Wolf Qatar - Tony, Euro Trade Bahrain - Vassily Masria Egypt, Ginox - UAE, Ramadi Kitchen Dubai or CCE Quality Fabrication - UAE, Dolphin Kitchens .Al heloul al Haditha furniture LLC. only | Prisma SPA (+41 78677 6468), Rhine Kitchen - UAE (06 5326098), Pilsa SA (Pilsa.com), Al Barq - Shaleej +971547920080 http://www.albarqkitchen.com/, Emainox - Filippo +971 56 653 3433 https://emainox.it/, Rabadh - EMAN +966 53 871 1366 https://rabadh.com/, Ascobloc - Maik +49 172 205 5539 https://www.ascobloc.de/en/download/stainless-steel-furniture, Sprint Qatar - Essam +974 5586 7619 https://www.sprint-qatar.com/, Wolf Qatar - Tony +974 4444 2295, Euro Trade Bahrain - Vassily +97339911287 https://ecegroups.com/, Masria Egypt (0020 202-4610- 3325) , Ginox - UAE (07 2444567), Ramadi Kitchen Dubai (04 884 0555) or CCE (Commercial Catering Equipment Dubai) 050476 2200 info@ccedubai.com, Quality Fabrication - UAE (info@qualitygrp.net), Dolphin Kitchens (dolphin.kitchens@yahoo.com).Al heloul al Haditha furniture LLC. only. |  | No alternative manufacturer for this custom fabricated item | Bk1 p581 | Cocktail Unit Ice well adjacent to chopping area with waste chute and pull out bin, next to sink with blender station . * | Cocktail Unit Ice Well Adjacent To Chopping Area With Waste Chute And Pull Out Bin, Next To Sink With Blender Station . * | area+ref
Book 1 | Ground Floor - Outlook Bar | RAB 8 | 1 | 1 | yes | 1.00 | Equipment | UC-L | Winterhalter | Winterhalter(www.winterhalter.ae). C.O.O. Germany | Meiko, Hobart Germany | Meiko (www.meikome.com), Hobart Germany | Bk1 p582 | Undercounter Dish/Glass/Tray/Cutlery Washer - 65 racks/h, 50x50 cm Rack Size | Undercounter Dish/Glass/Tray/Cutlery Washer - 65 Racks/H, 50X50 Cm Rack Size | area+ref
Book 1 | Ground Floor - Outlook Bar | RAB 8a | 1 | 1 | yes | 1.00 | Equipment | KLEENWARE HTS-11 SYSTEM | Everpure | Everpure (www.fendtech.ae/sales@fendtech.ae). C.O.O. USA | Culligan, So-Safe | Culligan(www.culligan.com), So-Safe (www.sosafe.com) | Bk1 p583 | Filter System For Scale Prevention & Corrosion Control for Dishwasher /Glass washer | Filter System For Scale Prevention & Corrosion Control For Dishwasher /Glass Washer | area+ref
Book 1 | Ground Floor - Outlook Bar | RAB 9 | 1 | 1 | yes | 1.00 | Equipment |  | Infrico | Infrico (www.infrico.com) | Williams, Destar | Williams (www.williams-refrigeration.co.uk)(sales@williamsdubai.ae, GINOX (www.ginoxgroup.com), Destar (www.destar-refrigeration.com ) | Bk1 p584 | Undercounter Refrigerator 1 Solid Door - 150L | Undercounter Refrigerator 1 Solid Door - 150L | area+ref
Book 1 | Ground Floor - Outlook Bar | RAB 10 | 1 | 1 | yes | 1.00 | Equipment | Connoisseur 825 | Blendtec | Blendtec (www.muddle-me.com/www.blendtec.com). C.O.O. USA | Hamilton Beach, Vitamix | Hamilton Beach (www.commercial.hamiltonbeach.com),Vitamix (www.vitamix.com) | Bk1 p585 | Commercial Blender with Sound Enclosure - 2.1 Ltr/Jar | Commercial Blender With Sound Enclosure - 2.1 Ltr/Jar | area+ref
Book 1 | Ground Floor - Outlook Bar | RAB 12 | 1 | 1 | yes | 1.00 | Custom Fabrication |  | Prisma SPA, Rhine Kitchen, Ginox RAK or Pilsa SA only | Prisma SPA (www.prismaitalia.com), Rhine Kitchen (www.rhine- ke.com), Ginox RAK (www.ginox.ae) or Pilsa SA (www.pilsa.com) only. |  | No alternative manufacturer for this custom fabricated item | Bk1 p587 | Inset Sink for Handwash * | Inset Sink For Handwash * | area+ref
Book 1 | Ground Floor - Outlook Bar | RAB 12a | 1 | 1 | yes | 1.00 | Equipment | Europlus E | Grohe | Grohe (www.grohe.co.uk). C.O.O. USA. | T&S, Klarco, Hansgrohe, Chicago Faucets, electronic faucets | T&S (www.tsbrass.com), Klarco (www.klarco.com),Hansgrohe (www.hansgrohe.co.uk), Chicago Faucets (www.chicagofaucets.com), electronic faucets(www.electronicfaucets.com) | Bk1 p588 | Electronic Faucet with syphon/drain | Electronic Faucet With Syphon/Drain | area+ref
Book 1 | Ground Floor - Outlook Bar | RAB 12b | 1 | 1 | yes | 1.00 | Custom Fabrication |  | Prisma SPA, Rhine Kitchen - UAE, Pilsa SA, Al Barq - Shaleej Emainox - Filippo Rabadh - EMAN Ascobloc - Maik Sprint Qatar - Essam Wolf Qatar - Tony, Euro Trade Bahrain - Vassily Masria Egypt, Ginox - UAE, Ramadi Kitchen Dubai or CCE Quality Fabrication - UAE, Dolphin Kitchens .Al heloul al Haditha furniture LLC. only | Prisma SPA (+41 78677 6468), Rhine Kitchen - UAE (06 5326098), Pilsa SA (Pilsa.com), Al Barq - Shaleej +971547920080 http://www.albarqkitchen.com/, Emainox - Filippo +971 56 653 3433 https://emainox.it/, Rabadh - EMAN +966 53 871 1366 https://rabadh.com/, Ascobloc - Maik +49 172 205 5539 https://www.ascobloc.de/en/download/stainless-steel-furniture, Sprint Qatar - Essam +974 5586 7619 https://www.sprint-qatar.com/, Wolf Qatar - Tony +974 4444 2295, Euro Trade Bahrain - Vassily +97339911287 https://ecegroups.com/, Masria Egypt (0020 202-4610- 3325) , Ginox - UAE (07 2444567), Ramadi Kitchen Dubai (04 884 0555) or CCE (Commercial Catering Equipment Dubai) 050476 2200 info@ccedubai.com, Quality Fabrication - UAE (info@qualitygrp.net), Dolphin Kitchens (dolphin.kitchens@yahoo.com).Al heloul al Haditha furniture LLC. only. |  | No alternative manufacturer for this custom fabricated item | Bk1 p589 | Under Counter Pull Out Waste Bin * | Under Counter Pull Out Waste Bin * | area+ref
Book 1 | Ground Floor - Outlook Bar | RAB 13 | 1 | 1 | yes | 1.00 | Equipment | FG354060GRAY | Rubbermaid | Rubbermaid(www.rubbermaid.com). C.O.O. U.S.A. | Cambro, Trolly and Bin | Cambro (www.cambro.com), Trolly and Bin (www.trollyandbin.co.za) | Bk1 p590 | SlimJim Bottle Mobile Waste Bin with Hinged Lid | Slimjim Bottle Mobile Waste Bin With Hinged Lid | area+ref
Book 1 | Ground Floor - Outlook Bar | RAB 14 | 1 | 1 | yes | 1.00 | Equipment | #50 | santos | santos( www.santos.fr). C.O.O. France | Zumex, Hamilton beach | Zumex (www.zumex.com), Hamilton beach (www.hamiltonbeach.com) | Bk1 p591 | Centrifuge Juice Extractor | Centrifuge Juice Extractor | area+ref
Book 1 | Ground Floor - Outlook Bar | RAB 15 | 1 | 1 | yes | 1.00 | Equipment | #40A - 40A PPM | santos | santos( www.santos.fr). C.O.O. France | Ditting, Yeni | Ditting (www.ditting.com), Yeni | Bk1 p592 | Coffee Grinder | Coffee Grinder | area+ref
Book 1 | Ground Floor - Outlook Bar | RAB 16 | 1 | 1 | yes | 1.00 | Custom Fabrication |  | Prisma SPA, Rhine Kitchen - UAE, Pilsa SA, Al Barq - Shaleej Emainox - Filippo Rabadh - EMAN Ascobloc - Maik Sprint Qatar - Essam Wolf Qatar - Tony, Euro Trade Bahrain - Vassily Masria Egypt, Ginox - UAE, Ramadi Kitchen Dubai or CCE Quality Fabrication - UAE, Dolphin Kitchens .Al heloul al Haditha furniture LLC. only | Prisma SPA (+41 78677 6468), Rhine Kitchen - UAE (06 5326098), Pilsa SA (Pilsa.com), Al Barq - Shaleej +971547920080 http://www.albarqkitchen.com/, Emainox - Filippo +971 56 653 3433 https://emainox.it/, Rabadh - EMAN +966 53 871 1366 https://rabadh.com/, Ascobloc - Maik +49 172 205 5539 https://www.ascobloc.de/en/download/stainless-steel-furniture, Sprint Qatar - Essam +974 5586 7619 https://www.sprint-qatar.com/, Wolf Qatar - Tony +974 4444 2295, Euro Trade Bahrain - Vassily +97339911287 https://ecegroups.com/, Masria Egypt (0020 202-4610- 3325) , Ginox - UAE (07 2444567), Ramadi Kitchen Dubai (04 884 0555) or CCE (Commercial Catering Equipment Dubai) 050476 2200 info@ccedubai.com, Quality Fabrication - UAE (info@qualitygrp.net), Dolphin Kitchens (dolphin.kitchens@yahoo.com).Al heloul al Haditha furniture LLC. only. |  | No alternative manufacturer for this custom fabricated item | Bk1 p593 | Set of Slides for incorporation into a base unit * | Set Of Slides For Incorporation Into A Base Unit * | area+ref
Book 1 | Ground Floor - Outlook Bar | RAB 17 | 1 | 1 | yes | 1.00 | Custom Fabrication |  | Prisma SPA, Rhine Kitchen, Ginox RAK or Pilsa SA only | Prisma SPA (www.prismaitalia.com), Rhine Kitchen (www.rhine- ke.com), Ginox RAK (www.ginox.ae) or Pilsa SA (www.pilsa.com) only. |  | No alternative manufacturer for this custom fabricated item | Bk1 p594 | Inset Sink * | Inset Sink * | area+ref
Book 1 | Ground Floor - Outlook Bar | RAB 17a | 0 | 0 | yes | 1.00 | Equipment | Various (B-0226-V15-WH4 + B-3950-01) | T&S Brass | T&S Brass (www.tsbrass.com). C.O.O. USA. | Klarco, Kraus | Klarco (www.klarco.com), Kraus(www.krausproducts.com) | Bk1 p595 | Faucet and other Attachments - Sink Unit | Faucet And Other Attachments - Sink Unit | area+ref
Book 1 | Ground Floor - Outlook Bar | RAB 18 | 1 | 1 | yes | 1.00 | Custom Fabrication |  | Prisma SPA, Rhine Kitchen - UAE, Pilsa SA, Al Barq - Shaleej Emainox - Filippo Rabadh - EMAN Ascobloc - Maik Sprint Qatar - Essam Wolf Qatar - Tony, Euro Trade Bahrain - Vassily Masria Egypt, Ginox - UAE, Ramadi Kitchen Dubai or CCE Quality Fabrication - UAE, Dolphin Kitchens .Al heloul al Haditha furniture LLC. only | Prisma SPA (+41 78677 6468), Rhine Kitchen - UAE (06 5326098), Pilsa SA (Pilsa.com), Al Barq - Shaleej +971547920080 http://www.albarqkitchen.com/, Emainox - Filippo +971 56 653 3433 https://emainox.it/, Rabadh - EMAN +966 53 871 1366 https://rabadh.com/, Ascobloc - Maik +49 172 205 5539 https://www.ascobloc.de/en/download/stainless-steel-furniture, Sprint Qatar - Essam +974 5586 7619 https://www.sprint-qatar.com/, Wolf Qatar - Tony +974 4444 2295, Euro Trade Bahrain - Vassily +97339911287 https://ecegroups.com/, Masria Egypt (0020 202-4610- 3325) , Ginox - UAE (07 2444567), Ramadi Kitchen Dubai (04 884 0555) or CCE (Commercial Catering Equipment Dubai) 050476 2200 info@ccedubai.com, Quality Fabrication - UAE (info@qualitygrp.net), Dolphin Kitchens (dolphin.kitchens@yahoo.com).Al heloul al Haditha furniture LLC. only. |  | No alternative manufacturer for this custom fabricated item | Bk1 p596 | Set of Drawers GN 1/1 (3 qty)- for incorporation into a base unit * | Set Of Drawers Gn 1/1 (3 Qty)- For Incorporation Into A Base Unit * | area+ref
Book 1 | Ground Floor - Outlook Bar | RAB 19 | l | Lot | ? | 1.00 | Custom Fabrication | [5 empty] | Bk1 p597 | By I.D Contractor -Counter tops/support, facias, wall finishes and other features by ID _For Front & Back Counter* | By I.D Contractor -Counter Tops/Support, Facias, Wall Finishes And Other Features By Id _For Front & Back Counter* | area+ref | BOQ qty not numeric ('l')
Book 1 | Ground Floor - Cold Kitchen | CLD 1 | 4 | 4 | yes | 1.00 | Custom Fabrication |  | Prisma SPA, Rhine Kitchen - UAE, Pilsa SA, Al Barq - Shaleej Emainox - Filippo Rabadh - EMAN Ascobloc - Maik Sprint Qatar - Essam Wolf Qatar - Tony, Euro Trade Bahrain - Vassily Masria Egypt, Ginox - UAE, Ramadi Kitchen Dubai or CCE Quality Fabrication - UAE, Dolphin Kitchens .Al heloul al Haditha furniture LLC. only | Prisma SPA (+41 78677 6468), Rhine Kitchen - UAE (06 5326098), Pilsa SA (Pilsa.com), Al Barq - Shaleej +971547920080 http://www.albarqkitchen.com/, Emainox - Filippo +971 56 653 3433 https://emainox.it/, Rabadh - EMAN +966 53 871 1366 https://rabadh.com/, Ascobloc - Maik +49 172 205 5539 https://www.ascobloc.de/en/download/stainless-steel-furniture, Sprint Qatar - Essam +974 5586 7619 https://www.sprint-qatar.com/, Wolf Qatar - Tony +974 4444 2295, Euro Trade Bahrain - Vassily +97339911287 https://ecegroups.com/, Masria Egypt (0020 202-4610- 3325) , Ginox - UAE (07 2444567), Ramadi Kitchen Dubai (04 884 0555) or CCE (Commercial Catering Equipment Dubai) 050476 2200 info@ccedubai.com, Quality Fabrication - UAE (info@qualitygrp.net), Dolphin Kitchens (dolphin.kitchens@yahoo.com).Al heloul al Haditha furniture LLC. only. |  | No alternative manufacturer for this custom fabricated item | Bk1 p599 | Floor Channel with Odor Trap & Grating - 350mm As Per Plan | Floor Channel With Odor Trap & Grating - 350Mm As Per Plan | area+ref
Book 1 | Ground Floor - Cold Kitchen | CLD 1a | 2 | 2 | yes | 1.00 | Custom Fabrication |  | Prisma SPA, Rhine Kitchen - UAE, Pilsa SA, Al Barq - Shaleej Emainox - Filippo Rabadh - EMAN Ascobloc - Maik Sprint Qatar - Essam Wolf Qatar - Tony, Euro Trade Bahrain - Vassily Masria Egypt, Ginox - UAE, Ramadi Kitchen Dubai or CCE Quality Fabrication - UAE, Dolphin Kitchens .Al heloul al Haditha furniture LLC. only | Prisma SPA (+41 78677 6468), Rhine Kitchen - UAE (06 5326098), Pilsa SA (Pilsa.com), Al Barq - Shaleej +971547920080 http://www.albarqkitchen.com/, Emainox - Filippo +971 56 653 3433 https://emainox.it/, Rabadh - EMAN +966 53 871 1366 https://rabadh.com/, Ascobloc - Maik +49 172 205 5539 https://www.ascobloc.de/en/download/stainless-steel-furniture, Sprint Qatar - Essam +974 5586 7619 https://www.sprint-qatar.com/, Wolf Qatar - Tony +974 4444 2295, Euro Trade Bahrain - Vassily +97339911287 https://ecegroups.com/, Masria Egypt (0020 202-4610- 3325) , Ginox - UAE (07 2444567), Ramadi Kitchen Dubai (04 884 0555) or CCE (Commercial Catering Equipment Dubai) 050476 2200 info@ccedubai.com, Quality Fabrication - UAE (info@qualitygrp.net), Dolphin Kitchens (dolphin.kitchens@yahoo.com).Al heloul al Haditha furniture LLC. only. |  | No alternative manufacturer for this custom fabricated item | Bk1 p600 | Floor Channel with Odor Trap & Grating - 450mmx350mm As Per Plan | Floor Channel With Odor Trap & Grating - 450Mmx350Mm As Per Plan | area+ref
Book 1 | Ground Floor - Cold Kitchen | CLD 2 | 1 | 1 | yes | 1.00 | Equipment | 806 382 | Tournus | Tournus (www.tournus.com). C.O.O. France | DSS, Sofinor, Eagle Group, Mechline | DSS (dss-products.com), Sofinor (www.sofinor.com), Eagle Group (www.eaglegrp.com), Mechline (www.mechline.com) | Bk1 p601 | Cantilevered wash hand basin - knee control | Cantilevered Wash Hand Basin - Knee Control | area+ref
Book 1 | Ground Floor - Cold Kitchen | CLD 3 | 2 | 2 | yes | 1.00 | Equipment | ZF105 | Insectocutor | Insectocutor (www.pelsis.com, hygieneproducts@tte.ae) . C.O.O. UK | Branderburg, Johnson Group | Branderburg (www.b-one.com), Johnson Group (www.johnson-group.com.hk) | Bk1 p602 | Fly Killer - Ss Cover- Glueboard to suit site | Fly Killer - Ss Cover- Glueboard To Suit Site | area+ref
Book 1 | Ground Floor - Cold Kitchen | CLD 4 | 1 | 1 | yes | 1.00 | Custom Fabrication |  | Prisma SPA, Rhine Kitchen - UAE, Pilsa SA, Al Barq - Shaleej Emainox - Filippo Rabadh - EMAN Ascobloc - Maik Sprint Qatar - Essam Wolf Qatar - Tony, Euro Trade Bahrain - Vassily Masria Egypt, Ginox - UAE, Ramadi Kitchen Dubai or CCE Quality Fabrication - UAE, Dolphin Kitchens .Al heloul al Haditha furniture LLC. only | Prisma SPA (+41 78677 6468), Rhine Kitchen - UAE (06 5326098), Pilsa SA (Pilsa.com), Al Barq - Shaleej +971547920080 http://www.albarqkitchen.com/, Emainox - Filippo +971 56 653 3433 https://emainox.it/, Rabadh - EMAN +966 53 871 1366 https://rabadh.com/, Ascobloc - Maik +49 172 205 5539 https://www.ascobloc.de/en/download/stainless-steel-furniture, Sprint Qatar - Essam +974 5586 7619 https://www.sprint-qatar.com/, Wolf Qatar - Tony +974 4444 2295, Euro Trade Bahrain - Vassily +97339911287 https://ecegroups.com/, Masria Egypt (0020 202-4610- 3325) , Ginox - UAE (07 2444567), Ramadi Kitchen Dubai (04 884 0555) or CCE (Commercial Catering Equipment Dubai) 050476 2200 info@ccedubai.com, Quality Fabrication - UAE (info@qualitygrp.net), Dolphin Kitchens (dolphin.kitchens@yahoo.com).Al heloul al Haditha furniture LLC. only. |  | No alternative manufacturer for this custom fabricated item | Bk1 p603 | Table - Wall Type with single bowl sink, undershelf and integral angle ledge unit plus drawer nest. 2mm top * | Table - Wall Type With Single Bowl Sink, Undershelf And Integral Angle Ledge Unit Plus Drawer Nest. 2Mm Top * | area+ref
Book 1 | Ground Floor - Cold Kitchen | CLD 4a | 1 | 1 | yes | 1.00 | Equipment | Various (B-0226-V15-WH4 + B-3950-01) | T&S Brass | T&S Brass (www.tsbrass.com). C.O.O. USA. | Klarco, Kraus | Klarco (www.klarco.com), Kraus(www.krausproducts.com) | Bk1 p604 | Faucet and other Attachments - Sink Unit | Faucet And Other Attachments - Sink Unit | area+ref
Book 1 | Ground Floor - Cold Kitchen | CLD 5 | 1 | 1 | yes | 1.00 | Equipment |  | Infrico | Infrico (www.infrico.com) | Williams, Destar | Williams (www.williams-refrigeration.co.uk)(sales@williamsdubai.ae, GINOX (www.ginoxgroup.com), Destar (www.destar-refrigeration.com ) | Bk1 p605 | Refrigerated Preparation Table - 2 Sections with 4 Drawers GN1/2 | Refrigerated Preparation Table - 2 Sections With 4 Drawers Gn1/2 | area+ref
Book 1 | Ground Floor - Cold Kitchen | CLD 7 | 1 | 1 | yes | 1.00 | Custom Fabrication |  | Prisma SPA, Rhine Kitchen - UAE, Pilsa SA, Al Barq - Shaleej Emainox - Filippo Rabadh - EMAN Ascobloc - Maik Sprint Qatar - Essam Wolf Qatar - Tony, Euro Trade Bahrain - Vassily Masria Egypt, Ginox - UAE, Ramadi Kitchen Dubai or CCE Quality Fabrication - UAE, Dolphin Kitchens .Al heloul al Haditha furniture LLC. only | Prisma SPA (+41 78677 6468), Rhine Kitchen - UAE (06 5326098), Pilsa SA (Pilsa.com), Al Barq - Shaleej +971547920080 http://www.albarqkitchen.com/, Emainox - Filippo +971 56 653 3433 https://emainox.it/, Rabadh - EMAN +966 53 871 1366 https://rabadh.com/, Ascobloc - Maik +49 172 205 5539 https://www.ascobloc.de/en/download/stainless-steel-furniture, Sprint Qatar - Essam +974 5586 7619 https://www.sprint-qatar.com/, Wolf Qatar - Tony +974 4444 2295, Euro Trade Bahrain - Vassily +97339911287 https://ecegroups.com/, Masria Egypt (0020 202-4610- 3325) , Ginox - UAE (07 2444567), Ramadi Kitchen Dubai (04 884 0555) or CCE (Commercial Catering Equipment Dubai) 050476 2200 info@ccedubai.com, Quality Fabrication - UAE (info@qualitygrp.net), Dolphin Kitchens (dolphin.kitchens@yahoo.com).Al heloul al Haditha furniture LLC. only. |  | No alternative manufacturer for this custom fabricated item | Bk1 p607 | Shelf over Hatch Opening and Hatch Cladding to sides and top. * | Shelf Over Hatch Opening And Hatch Cladding To Sides And Top. * | area+ref
Book 1 | Ground Floor - Cold Kitchen | CLD 8 | 1 | 1 | yes | 1.00 | Equipment | Single Batch | Turbochef | Turbochef (www.turbochef.com). C.O.O. USA | Merrychef, Amana | Merrychef (www.merrychef.com), Amana (www.acpsolutions.com) | Bk1 p608 | Speed Cook Oven | Speed Cook Oven | area+ref
Book 1 | Ground Floor - Cold Kitchen | CLD 9 | 2 | 2 | yes | 1.00 | Equipment | 2620 | Rubbermaid | Rubbermaid(www.rubbermaid.com). C.O.O. U.S.A. | Cambro, Trolly and Bin | Cambro (www.cambro.com), Trolly and Bin (www.trollyandbin.co.za) | Bk1 p609 | Mobile Waste Bin - Brute Undercounter | Mobile Waste Bin - Brute Undercounter | area+ref
Book 1 | Ground Floor - Cold Kitchen | CLD 10 | 1 | 1 | yes | 1.00 | Custom Fabrication |  | Prisma SPA, Rhine Kitchen - UAE, Pilsa SA, Al Barq - Shaleej Emainox - Filippo Rabadh - EMAN Ascobloc - Maik Sprint Qatar - Essam Wolf Qatar - Tony, Euro Trade Bahrain - Vassily Masria Egypt, Ginox - UAE, Ramadi Kitchen Dubai or CCE Quality Fabrication - UAE, Dolphin Kitchens .Al heloul al Haditha furniture LLC. only | Prisma SPA (+41 78677 6468), Rhine Kitchen - UAE (06 5326098), Pilsa SA (Pilsa.com), Al Barq - Shaleej +971547920080 http://www.albarqkitchen.com/, Emainox - Filippo +971 56 653 3433 https://emainox.it/, Rabadh - EMAN +966 53 871 1366 https://rabadh.com/, Ascobloc - Maik +49 172 205 5539 https://www.ascobloc.de/en/download/stainless-steel-furniture, Sprint Qatar - Essam +974 5586 7619 https://www.sprint-qatar.com/, Wolf Qatar - Tony +974 4444 2295, Euro Trade Bahrain - Vassily +97339911287 https://ecegroups.com/, Masria Egypt (0020 202-4610- 3325) , Ginox - UAE (07 2444567), Ramadi Kitchen Dubai (04 884 0555) or CCE (Commercial Catering Equipment Dubai) 050476 2200 info@ccedubai.com, Quality Fabrication - UAE (info@qualitygrp.net), Dolphin Kitchens (dolphin.kitchens@yahoo.com).Al heloul al Haditha furniture LLC. only. |  | No alternative manufacturer for this custom fabricated item | Bk1 p610 | Single Wall Shelf * | Single Wall Shelf * | area+ref
Book 1 | Ground Floor - Cold Kitchen | CLD 11 | 1 | 1 | yes | 1.00 | Custom Fabrication |  | Prisma SPA, Rhine Kitchen - UAE, Pilsa SA, Al Barq - Shaleej Emainox - Filippo Rabadh - EMAN Ascobloc - Maik Sprint Qatar - Essam Wolf Qatar - Tony, Euro Trade Bahrain - Vassily Masria Egypt, Ginox - UAE, Ramadi Kitchen Dubai or CCE Quality Fabrication - UAE, Dolphin Kitchens .Al heloul al Haditha furniture LLC. only | Prisma SPA (+41 78677 6468), Rhine Kitchen - UAE (06 5326098), Pilsa SA (Pilsa.com), Al Barq - Shaleej +971547920080 http://www.albarqkitchen.com/, Emainox - Filippo +971 56 653 3433 https://emainox.it/, Rabadh - EMAN +966 53 871 1366 https://rabadh.com/, Ascobloc - Maik +49 172 205 5539 https://www.ascobloc.de/en/download/stainless-steel-furniture, Sprint Qatar - Essam +974 5586 7619 https://www.sprint-qatar.com/, Wolf Qatar - Tony +974 4444 2295, Euro Trade Bahrain - Vassily +97339911287 https://ecegroups.com/, Masria Egypt (0020 202-4610- 3325) , Ginox - UAE (07 2444567), Ramadi Kitchen Dubai (04 884 0555) or CCE (Commercial Catering Equipment Dubai) 050476 2200 info@ccedubai.com, Quality Fabrication - UAE (info@qualitygrp.net), Dolphin Kitchens (dolphin.kitchens@yahoo.com).Al heloul al Haditha furniture LLC. only. |  | No alternative manufacturer for this custom fabricated item | Bk1 p611 | Table - Centre Type with undershelf 2mm top * | Table - Centre Type With Undershelf 2Mm Top * | area+ref
Book 1 | Ground Floor - Cold Kitchen | CLD 12 | 3 | 3 | yes | 1.00 | Custom Fabrication |  | Prisma SPA, Rhine Kitchen - UAE, Pilsa SA, Al Barq - Shaleej Emainox - Filippo Rabadh - EMAN Ascobloc - Maik Sprint Qatar - Essam Wolf Qatar - Tony, Euro Trade Bahrain - Vassily Masria Egypt, Ginox - UAE, Ramadi Kitchen Dubai or CCE Quality Fabrication - UAE, Dolphin Kitchens .Al heloul al Haditha furniture LLC. only | Prisma SPA (+41 78677 6468), Rhine Kitchen - UAE (06 5326098), Pilsa SA (Pilsa.com), Al Barq - Shaleej +971547920080 http://www.albarqkitchen.com/, Emainox - Filippo +971 56 653 3433 https://emainox.it/, Rabadh - EMAN +966 53 871 1366 https://rabadh.com/, Ascobloc - Maik +49 172 205 5539 https://www.ascobloc.de/en/download/stainless-steel-furniture, Sprint Qatar - Essam +974 5586 7619 https://www.sprint-qatar.com/, Wolf Qatar - Tony +974 4444 2295, Euro Trade Bahrain - Vassily +97339911287 https://ecegroups.com/, Masria Egypt (0020 202-4610- 3325) , Ginox - UAE (07 2444567), Ramadi Kitchen Dubai (04 884 0555) or CCE (Commercial Catering Equipment Dubai) 050476 2200 info@ccedubai.com, Quality Fabrication - UAE (info@qualitygrp.net), Dolphin Kitchens (dolphin.kitchens@yahoo.com).Al heloul al Haditha furniture LLC. only. |  | No alternative manufacturer for this custom fabricated item | Bk1 p612 | Overhead Shelf _Table Mounted* | Overhead Shelf _Table Mounted* | area+ref
Book 1 | Ground Floor - Cold Kitchen | CLD 13 | 2 | 2 | yes | 1.00 | Equipment |  | Infrico | Infrico (www.infrico.com) | Williams, Destar | Williams (www.williams-refrigeration.co.uk)(sales@williamsdubai.ae, GINOX (www.ginoxgroup.com), Destar (www.destar-refrigeration.com ) | Bk1 p613 | Counter Refrigerator - 2 Doors GN 1/1 -305L Biscuit Top | Counter Refrigerator - 2 Doors Gn 1/1 -305L Biscuit Top | area+ref
Book 1 | Ground Floor - Cold Kitchen | CLD 14 | 1 | 1 | yes | 1.00 | Equipment | 500-2D | Alto-Shaam | Alto-Shaam (sales.mea@alto-shaam.com). C.O.O. U.S.A. | CIRCUM Hot/Cold-DSS, Hatco, Moffats, B.Pro | CIRCUM Hot/Cold-DSS (dss-products.com), Hatco (www.hatcocorp.com), Moffats (www.moffat.com), B.Pro(www.bpro-solutions.com) | Bk1 p614 | Twin Drawer Undercounter Warmer | Twin Drawer Undercounter Warmer | area+ref
Book 1 | Ground Floor - Cold Kitchen | CLD 15 | 2 | 2 | yes | 1.00 | Equipment |  | Infrico | Infrico (www.infrico.com) | Williams, Destar | Williams (www.williams-refrigeration.co.uk)(sales@williamsdubai.ae, GINOX (www.ginoxgroup.com), Destar (www.destar-refrigeration.com ) | Bk1 p615 | Undercounter Freezer 1 Solid Door - 150L | Undercounter Freezer 1 Solid Door - 150L | area+ref
Book 1 | Ground Floor - Cold Kitchen | CLD 16 | 1 | 1 | yes | 1.00 | Equipment | Crêpes Active 1 | Neumarker | Neumarker(www.neumaerker.de). C.O.O. Germany | Waring | Waring (www.waringpro.com) | Bk1 p616 | Crepe Maker - Table Top | Crepe Maker - Table Top | area+ref
Book 1 | Ground Floor - Cold Kitchen | CLD 17 | 1 | 1 | yes | 1.00 | Equipment | Rota Twin | Neumarker | Neumarker(www.neumaerker.de). C.O.O. Germany | Wells, Waring | Wells (www.wellsbloomfield.com), Waring (www.waringpro.com) | Bk1 p617 | Waffle Maker - Table top | Waffle Maker - Table Top | area+ref
Book 1 | Ground Floor - Cold Kitchen | CLD 18 | 1 | 1 | yes | 1.00 | Equipment | HS7N Slicer | Hobart | Hobart (info@hobart-export.com). C.O.O. USA | Berkel, Dito sama, Powerline | Berkel, Dito sama (www.ditosama.com), Powerline (www.powerlineequip.com) | Bk1 p618 | Automatic Slicer | Automatic Slicer | area+ref
Book 1 | Ground Floor - Cold Kitchen | CLD 19 | 1 | 1 | yes | 1.00 | Equipment |  | Infrico | Infrico (www.infrico.com) | Williams, Destar | Williams (www.williams-refrigeration.co.uk)(sales@williamsdubai.ae, GINOX (www.ginoxgroup.com), Destar (www.destar-refrigeration.com ) | Bk1 p619 | Upright Refrigerator - 1 Door GN 2/1 - 700L | Upright Refrigerator - 1 Door Gn 2/1 - 700L | area+ref
Book 1 | Ground Floor - Cold Kitchen | CLD 20 | 1 | 1 | yes | 1.00 | Custom Fabrication |  | Prisma SPA, Rhine Kitchen - UAE, Pilsa SA, Al Barq - Shaleej Emainox - Filippo Rabadh - EMAN Ascobloc - Maik Sprint Qatar - Essam Wolf Qatar - Tony, Euro Trade Bahrain - Vassily Masria Egypt, Ginox - UAE, Ramadi Kitchen Dubai or CCE Quality Fabrication - UAE, Dolphin Kitchens .Al heloul al Haditha furniture LLC. only | Prisma SPA (+41 78677 6468), Rhine Kitchen - UAE (06 5326098), Pilsa SA (Pilsa.com), Al Barq - Shaleej +971547920080 http://www.albarqkitchen.com/, Emainox - Filippo +971 56 653 3433 https://emainox.it/, Rabadh - EMAN +966 53 871 1366 https://rabadh.com/, Ascobloc - Maik +49 172 205 5539 https://www.ascobloc.de/en/download/stainless-steel-furniture, Sprint Qatar - Essam +974 5586 7619 https://www.sprint-qatar.com/, Wolf Qatar - Tony +974 4444 2295, Euro Trade Bahrain - Vassily +97339911287 https://ecegroups.com/, Masria Egypt (0020 202-4610- 3325) , Ginox - UAE (07 2444567), Ramadi Kitchen Dubai (04 884 0555) or CCE (Commercial Catering Equipment Dubai) 050476 2200 info@ccedubai.com, Quality Fabrication - UAE (info@qualitygrp.net), Dolphin Kitchens (dolphin.kitchens@yahoo.com).Al heloul al Haditha furniture LLC. only. |  | No alternative manufacturer for this custom fabricated item | Bk1 p620 | Table - Wall Type with single bowl sink, undershelf and drawer nest. 2mm top * | Table - Wall Type With Single Bowl Sink, Undershelf And Drawer Nest. 2Mm Top * | area+ref
Book 1 | Ground Floor - Cold Kitchen | CLD 20a | 1 | 1 | yes | 1.00 | Equipment | Various (B-0226-V15-WH4 + B-3950-01) | T&S Brass | T&S Brass (www.tsbrass.com). C.O.O. USA. | Klarco, Kraus | Klarco (www.klarco.com), Kraus(www.krausproducts.com) | Bk1 p621 | Faucet and other Attachments - Sink Unit | Faucet And Other Attachments - Sink Unit | area+ref
Book 1 | Ground Floor - Cold Kitchen | CLD 21 | 1 | 1 | yes | 1.00 | Equipment | R502 VV | Robot Coupe | Robot Coupe (www.robot-coupe.com). C.O.O. France | Dito Sama, Hobart | Dito Sama, Hobart | Bk1 p622 | Food Processor 5.9 ltrs Variable Speed | Food Processor 5.9 Ltrs Variable Speed | area+ref
Book 1 | Ground Floor - Cold Kitchen | CLD 22 | 1 | 1 | yes | 1.00 | Equipment | Thermomix | Thermomix | Thermomix. C.O.O. Germany | Hotmix Pro | www.vorwerk.com, www.superkitchenmachine.com, Hotmix Pro (www.hotmixpro.com) | Bk1 p623 | Combined Blender and Cooking System Tabletop | Combined Blender And Cooking System Tabletop | area+ref
Book 1 | Ground Floor - Cold Kitchen | CLD 23 | 1 | 1 | yes | 1.00 | Equipment | MPJ10011 | Pacojet | Pacojet (www.muddle-me.com). C.O.O. Switzerland | Pacojet Switzerland | Pacojet Switzerland | Bk1 p624 | Pacojet 4 | Pacojet 4 | area+ref
Book 1 | Ground Floor - Cold Kitchen | CLD 24 | 1 | 1 | yes | 1.00 | Equipment | PD Power RR-RR Timer | Sirman | Sirman (www.Sirman.com). C.O.O. Italy |  | - | Bk1 p625 | Double Panini Grill | Double Panini Grill | area+ref
Book 1 | Ground Floor - Cold Kitchen | CLD 25 | 1 | 1 | yes | 1.00 | Equipment | 816 422 | Tournus | Tournus (www.tournus.com). C.O.O. France | Sofinor, Bourgeat | Sofinor (www.sofinor.com), Bourgeat(www.bourgeat.fr) | Bk1 p626 | Knife Steriliser with UV Light -15 Knife 1 Door Cabinet with Magnetized Bar | Knife Steriliser With Uv Light -15 Knife 1 Door Cabinet With Magnetized Bar | area+ref
Book 1 | Ground Floor - Cold Kitchen | CLD 26 | 1 | 1 | yes | 1.00 | Equipment |  | Infrico | Infrico (www.infrico.com) | Williams, Destar | Williams (www.williams-refrigeration.co.uk)(sales@williamsdubai.ae, GINOX (www.ginoxgroup.com), Destar (www.destar-refrigeration.com ) | Bk1 p627 | Saladette Unit Cap. 4X1/3 Pans and 1x1/2 Pans - Stainless Steel Cover -on Shelf | Saladette Unit Cap. 4X1/3 Pans And 1X1/2 Pans - Stainless Steel Cover -On Shelf | area+ref
Book 1 | Ground Floor - Cold Kitchen | CLD 27 | 1 | 1 | yes | 1.00 | Equipment |  | Infrico | Infrico (www.infrico.com) | Williams, Destar | Williams (www.williams-refrigeration.co.uk)(sales@williamsdubai.ae, GINOX (www.ginoxgroup.com), Destar (www.destar-refrigeration.com ) | Bk1 p628 | Refrigerated Preparation Table-Three Door GN1/1 - 465L | Refrigerated Preparation Table-Three Door Gn1/1 - 465L | area+ref
Book 1 | Ground Floor - Cold Kitchen | CLD 28 | 2 | 2 | yes | 1.00 | Equipment | ELSCK10 | Scanbox | Scanbox (www.scanbox.se). C.O.O. Sweden | CIRCUM Hot/Cold-DSS, Alto-shaam, B.Pro, Moduline | CIRCUM Hot/Cold-DSS (dss-products.com), Alto-shaam (www.alto-shaam.com), B.Pro (www.bpro-solutions.com), Moduline (www.moduline.it) | Bk1 p629 | Mobile Refrigerated Holding Trolley - 10xGN1/1 | Mobile Refrigerated Holding Trolley - 10Xgn1/1 | area+ref
Book 1 | Ground Floor - Cold Kitchen | CLD 29 | 1 | 1 | yes | 1.00 | Equipment |  | DESMON | DESMON (www.desmon.com.cn/ sales@desmon.com.cn) | TSSC, TCTI | TSSC (Sharjah) (www.tsscgroup.com), TCTI (www.tcti.net) | Bk1 p630 | Cold Room Water Chilled - Cold KItchen 11 Sq Mtr | Cold Room Water Chilled - Cold Kitchen 11 Sq Mtr | area+ref
Book 1 | Ground Floor - Cold Kitchen | CLD 29a | 5 | 5 | yes | 1.00 | Equipment | Cooler King | Humitech . Ireland | Humitech (www.fendtech.ae). C.O.O. Northern Ireland | Ecoroq Australia, Humico PTE of Singapore | Ecoroq Australia (steve@ecoroq.com.au), Humico PTE of Singapore (www.humico.com.sg) | Bk1 p631 | Environmental Standard( Low Power - Extended Food Life) - Mineral Absorber for Cold /Freezer Rooms | Environmental Standard( Low Power - Extended Food Life) - Mineral Absorber For Cold /Freezer Rooms | area+ref
Book 1 | Ground Floor - Cold Kitchen | CLD 30 | 13 | 13 | yes | 1.00 | Equipment |  | Hupfer | Hupfer (www.hupfer.de) | DSS, Metro, Tournus, Tonon | DSS (www.dss-products.com / dannyk88@singnet.com.sg), Metro (www.intermetro.com), Tournus (www.tournus.com), Tonon (www.tonon.com) | Bk1 p632 | Anodized Aluminium Slatted 4 Tier Rack | Anodized Aluminium Slatted 4 Tier Rack | area+ref
Book 1 | Ground Floor - Cold Kitchen | CLD 31 | 2 | 2 | yes | 1.00 | Custom Fabrication |  | Prisma SPA, Rhine Kitchen - UAE, Pilsa SA, Al Barq - Shaleej Emainox - Filippo Rabadh - EMAN Ascobloc - Maik Sprint Qatar - Essam Wolf Qatar - Tony, Euro Trade Bahrain - Vassily Masria Egypt, Ginox - UAE, Ramadi Kitchen Dubai or CCE Quality Fabrication - UAE, Dolphin Kitchens .Al heloul al Haditha furniture LLC. only | Prisma SPA (+41 78677 6468), Rhine Kitchen - UAE (06 5326098), Pilsa SA (Pilsa.com), Al Barq - Shaleej +971547920080 http://www.albarqkitchen.com/, Emainox - Filippo +971 56 653 3433 https://emainox.it/, Rabadh - EMAN +966 53 871 1366 https://rabadh.com/, Ascobloc - Maik +49 172 205 5539 https://www.ascobloc.de/en/download/stainless-steel-furniture, Sprint Qatar - Essam +974 5586 7619 https://www.sprint-qatar.com/, Wolf Qatar - Tony +974 4444 2295, Euro Trade Bahrain - Vassily +97339911287 https://ecegroups.com/, Masria Egypt (0020 202-4610- 3325) , Ginox - UAE (07 2444567), Ramadi Kitchen Dubai (04 884 0555) or CCE (Commercial Catering Equipment Dubai) 050476 2200 info@ccedubai.com, Quality Fabrication - UAE (info@qualitygrp.net), Dolphin Kitchens (dolphin.kitchens@yahoo.com).Al heloul al Haditha furniture LLC. only. |  | No alternative manufacturer for this custom fabricated item | Bk1 p633 | Angle Ledge Trolley * | Angle Ledge Trolley * | area+ref
Book 1 | Ground Floor - Cold Kitchen | CLD 32 | 1 | 1 | yes | 1.00 | Equipment |  | DESMON | DESMON (www.desmon.com.cn/ sales@desmon.com.cn) | TSSC, TCTI | TSSC (Sharjah) (www.tsscgroup.com), TCTI (www.tcti.net) | Bk1 p634 | Freezer Room Water Chilled - Cold Freezer 7.5 Sq Mtr | Freezer Room Water Chilled - Cold Freezer 7.5 Sq Mtr | area+ref
Book 1 | Ground Floor - Cold Kitchen | CLD 32a | 3 | 3 | yes | 1.00 | Equipment | Cooler King | Humitech . Ireland | Humitech (www.fendtech.ae). C.O.O. Northern Ireland | Ecoroq Australia, Humico PTE of Singapore | Ecoroq Australia (steve@ecoroq.com.au), Humico PTE of Singapore (www.humico.com.sg) | Bk1 p635 | Environmental Standard( Low Power - Extended Food Life) - Mineral Absorber for Cold /Freezer Rooms | Environmental Standard( Low Power - Extended Food Life) - Mineral Absorber For Cold /Freezer Rooms | area+ref
Book 1 | Ground Floor - Lobby Lounge Bar | RBB 1 | 1 | 1 | yes | 1.00 | Equipment | IM-45CNE(SA) | Hoshizaki | Hoshizaki(www.hoshizaki.ae). C.O.O. UK | Scotsman, Ice-O-Matic, Manitowoc | Scotsman(www.scotsman-ice.com), Ice-O-Matic (www.iceomatic.com), Manitowoc(www.manitowocice.com) | Bk1 p639 | Self Contained Ice Cuber 41 kg/day w/ 15kg Bin -Air Cooled | Self Contained Ice Cuber 41 Kg/Day W/ 15Kg Bin -Air Cooled | area+ref
Book 1 | Ground Floor - Lobby Lounge Bar | RBB 1a | 1 | 1 | yes | 1.00 | Equipment | Insurice Single-i2000² System | Everpure | Everpure (www.fendtech.ae/sales@fendtech.ae). C.O.O. USA | Culligan, So-Safe | Culligan(www.culligan.com), So-Safe (www.sosafe.com) | Bk1 p640 | Filter System For Under Counter Ice Production Machines | Filter System For Under Counter Ice Production Machines | area+ref
Book 1 | Ground Floor - Lobby Lounge Bar | RBB 2 | 3 | 3 | yes | 1.00 | Equipment |  | Infrico | Infrico (www.infrico.com) | Williams, Destar | Williams (www.williams-refrigeration.co.uk)(sales@williamsdubai.ae, GINOX (www.ginoxgroup.com), Destar (www.destar-refrigeration.com ) | Bk1 p641 | Undercounter Bottle Display Unit 2 Glass Doors - S/S Finish 193L | Undercounter Bottle Display Unit 2 Glass Doors - S/S Finish 193L | area+ref
Book 1 | Ground Floor - Lobby Lounge Bar | RBB 3 | 1 | 1 | yes | 1.00 | Custom Fabrication |  | Prisma SPA, Rhine Kitchen, Ginox RAK or Pilsa SA only | Prisma SPA (www.prismaitalia.com), Rhine Kitchen (www.rhine- ke.com), Ginox RAK (www.ginox.ae) or Pilsa SA (www.pilsa.com) only. |  | No alternative manufacturer for this custom fabricated item | Bk1 p642 | Expresso Coffee Ground Recepticle * | Expresso Coffee Ground Recepticle * | area+ref
Book 1 | Ground Floor - Lobby Lounge Bar | RBB 4 | 1 | 1 | yes | 1.00 | Equipment |  | Infrico | Infrico (www.infrico.com) | Williams, Destar | Williams (www.williams-refrigeration.co.uk)(sales@williamsdubai.ae, GINOX (www.ginoxgroup.com), Destar (www.destar-refrigeration.com ) | Bk1 p643 | Undercounter Refrigerator 1 Solid Door - 150L | Undercounter Refrigerator 1 Solid Door - 150L | area+ref
Book 1 | Ground Floor - Lobby Lounge Bar | RBB 5 | 1 | 1 | yes | 1.00 | Equipment | TT388 CP | conti | conti (www.conti-expresso.com). C.O.O. France | La Cimbali, 'Faema | La Cimbali (www.cimbali.com), 'Faema (www.faema.com) | Bk1 p644 | Fully Automatic Coffee Machine Steam & Cappuccino with Refrigeration unit and Cup Warmer | Fully Automatic Coffee Machine Steam & Cappuccino With Refrigeration Unit And Cup Warmer | area+ref
Book 1 | Ground Floor - Lobby Lounge Bar | RBB 5a | 1 | 1 | yes | 1.00 | Equipment | CLARIS system M | Everpure | Everpure (www.fendtech.ae/sales@fendtech.ae). C.O.O. USA | Culligan, So-Safe | Culligan(www.culligan.com), So-Safe (www.sosafe.com) | Bk1 p645 | Filter system for espresso machines | Filter System For Espresso Machines | area+ref
Book 1 | Ground Floor - Lobby Lounge Bar | RBB 7 | 1 | 1 | yes | 1.00 | Custom Fabrication |  | Prisma SPA, Rhine Kitchen - UAE, Pilsa SA, Al Barq - Shaleej Emainox - Filippo Rabadh - EMAN Ascobloc - Maik Sprint Qatar - Essam Wolf Qatar - Tony, Euro Trade Bahrain - Vassily Masria Egypt, Ginox - UAE, Ramadi Kitchen Dubai or CCE Quality Fabrication - UAE, Dolphin Kitchens .Al heloul al Haditha furniture LLC. only | Prisma SPA (+41 78677 6468), Rhine Kitchen - UAE (06 5326098), Pilsa SA (Pilsa.com), Al Barq - Shaleej +971547920080 http://www.albarqkitchen.com/, Emainox - Filippo +971 56 653 3433 https://emainox.it/, Rabadh - EMAN +966 53 871 1366 https://rabadh.com/, Ascobloc - Maik +49 172 205 5539 https://www.ascobloc.de/en/download/stainless-steel-furniture, Sprint Qatar - Essam +974 5586 7619 https://www.sprint-qatar.com/, Wolf Qatar - Tony +974 4444 2295, Euro Trade Bahrain - Vassily +97339911287 https://ecegroups.com/, Masria Egypt (0020 202-4610- 3325) , Ginox - UAE (07 2444567), Ramadi Kitchen Dubai (04 884 0555) or CCE (Commercial Catering Equipment Dubai) 050476 2200 info@ccedubai.com, Quality Fabrication - UAE (info@qualitygrp.net), Dolphin Kitchens (dolphin.kitchens@yahoo.com).Al heloul al Haditha furniture LLC. only. |  | No alternative manufacturer for this custom fabricated item | Bk1 p647 | Cocktail Unit Ice well adjacent to chopping area with waste chute and pull out bin, next to sink with blender station . * | Cocktail Unit Ice Well Adjacent To Chopping Area With Waste Chute And Pull Out Bin, Next To Sink With Blender Station . * | area+ref
Book 1 | Ground Floor - Lobby Lounge Bar | RBB 8 | 1 | 1 | yes | 1.00 | Equipment | UC-L | Winterhalter | Winterhalter(www.winterhalter.ae). C.O.O. Germany | Meiko, Hobart Germany | Meiko (www.meikome.com), Hobart Germany | Bk1 p648 | Undercounter Dish/Glass/Tray/Cutlery Washer - 65 racks/h, 50x50 cm Rack Size | Undercounter Dish/Glass/Tray/Cutlery Washer - 65 Racks/H, 50X50 Cm Rack Size | area+ref
Book 1 | Ground Floor - Lobby Lounge Bar | RBB 8a | 1 | 1 | yes | 1.00 | Equipment | KLEENWARE HTS-11 SYSTEM | Everpure | Everpure (www.fendtech.ae/sales@fendtech.ae). C.O.O. USA | Culligan, So-Safe | Culligan(www.culligan.com), So-Safe (www.sosafe.com) | Bk1 p649 | Filter System For Scale Prevention & Corrosion Control for Dishwasher /Glass washer | Filter System For Scale Prevention & Corrosion Control For Dishwasher /Glass Washer | area+ref
Book 1 | Ground Floor - Lobby Lounge Bar | RBB 9 | 1 | 1 | yes | 1.00 | Equipment |  | Infrico | Infrico (www.infrico.com) | Williams, Destar | Williams (www.williams-refrigeration.co.uk)(sales@williamsdubai.ae, GINOX (www.ginoxgroup.com), Destar (www.destar-refrigeration.com ) | Bk1 p650 | Bottle Display Unit 1 Glass Door S/S Finish - 140L | Bottle Display Unit 1 Glass Door S/S Finish - 140L | area+ref
Book 1 | Ground Floor - Lobby Lounge Bar | RBB 10 | 1 | 1 | yes | 1.00 | Equipment | Connoisseur 825 | Blendtec | Blendtec (www.muddle-me.com/www.blendtec.com). C.O.O. USA | Hamilton Beach, Vitamix | Hamilton Beach (www.commercial.hamiltonbeach.com),Vitamix (www.vitamix.com) | Bk1 p651 | Commercial Blender with Sound Enclosure - 2.1 Ltr/Jar | Commercial Blender With Sound Enclosure - 2.1 Ltr/Jar | area+ref
Book 1 | Ground Floor - Lobby Lounge Bar | RBB 11 | 1 | 1 | yes | 1.00 | Custom Fabrication | [5 empty] | Bk1 p652 | By MEP Contractor - Floor Grid or Floor Trap * | By Mep Contractor - Floor Grid Or Floor Trap * | area+ref
Book 1 | Ground Floor - Lobby Lounge Bar | RBB 12 | 1 | 1 | yes | 1.00 | Custom Fabrication |  | Prisma SPA, Rhine Kitchen, Ginox RAK or Pilsa SA only | Prisma SPA (www.prismaitalia.com), Rhine Kitchen (www.rhine- ke.com), Ginox RAK (www.ginox.ae) or Pilsa SA (www.pilsa.com) only. |  | No alternative manufacturer for this custom fabricated item | Bk1 p653 | Inset Sink for Handwash * | Inset Sink For Handwash * | area+ref
Book 1 | Ground Floor - Lobby Lounge Bar | RBB 12a | 1 | 1 | yes | 1.00 | Equipment | Europlus E | Grohe | Grohe (www.grohe.co.uk). C.O.O. USA. | T&S, Klarco, Hansgrohe, Chicago Faucets, electronic faucets | T&S (www.tsbrass.com), Klarco (www.klarco.com),Hansgrohe (www.hansgrohe.co.uk), Chicago Faucets (www.chicagofaucets.com), electronic faucets(www.electronicfaucets.com) | Bk1 p654 | Electronic Faucet with syphon/drain | Electronic Faucet With Syphon/Drain | area+ref
Book 1 | Ground Floor - Lobby Lounge Bar | RBB 12b | 1 | 1 | yes | 1.00 | Custom Fabrication |  | Prisma SPA, Rhine Kitchen - UAE, Pilsa SA, Al Barq - Shaleej Emainox - Filippo Rabadh - EMAN Ascobloc - Maik Sprint Qatar - Essam Wolf Qatar - Tony, Euro Trade Bahrain - Vassily Masria Egypt, Ginox - UAE, Ramadi Kitchen Dubai or CCE Quality Fabrication - UAE, Dolphin Kitchens .Al heloul al Haditha furniture LLC. only | Prisma SPA (+41 78677 6468), Rhine Kitchen - UAE (06 5326098), Pilsa SA (Pilsa.com), Al Barq - Shaleej +971547920080 http://www.albarqkitchen.com/, Emainox - Filippo +971 56 653 3433 https://emainox.it/, Rabadh - EMAN +966 53 871 1366 https://rabadh.com/, Ascobloc - Maik +49 172 205 5539 https://www.ascobloc.de/en/download/stainless-steel-furniture, Sprint Qatar - Essam +974 5586 7619 https://www.sprint-qatar.com/, Wolf Qatar - Tony +974 4444 2295, Euro Trade Bahrain - Vassily +97339911287 https://ecegroups.com/, Masria Egypt (0020 202-4610- 3325) , Ginox - UAE (07 2444567), Ramadi Kitchen Dubai (04 884 0555) or CCE (Commercial Catering Equipment Dubai) 050476 2200 info@ccedubai.com, Quality Fabrication - UAE (info@qualitygrp.net), Dolphin Kitchens (dolphin.kitchens@yahoo.com).Al heloul al Haditha furniture LLC. only. |  | No alternative manufacturer for this custom fabricated item | Bk1 p655 | Under Counter Pull Out Waste Bin * | Under Counter Pull Out Waste Bin * | area+ref
Book 1 | Ground Floor - Lobby Lounge Bar | RBB 13 | 1 | 1 | yes | 1.00 | Equipment | FG354060GRAY | Rubbermaid | Rubbermaid(www.rubbermaid.com). C.O.O. U.S.A. | Cambro, Trolly and Bin | Cambro (www.cambro.com), Trolly and Bin (www.trollyandbin.co.za) | Bk1 p656 | SlimJim Bottle Mobile Waste Bin with Hinged Lid | Slimjim Bottle Mobile Waste Bin With Hinged Lid | area+ref
Book 1 | Ground Floor - Lobby Lounge Bar | RBB 14 | 1 | 1 | yes | 1.00 | Equipment | #50 | santos | santos( www.santos.fr). C.O.O. France | Zumex, Hamilton beach | Zumex (www.zumex.com), Hamilton beach (www.hamiltonbeach.com) | Bk1 p657 | Centrifuge Juice Extractor | Centrifuge Juice Extractor | area+ref
Book 1 | Ground Floor - Lobby Lounge Bar | RBB 15 | 1 | 1 | yes | 1.00 | Custom Fabrication |  | Prisma SPA, Rhine Kitchen, Ginox RAK or Pilsa SA only | Prisma SPA (www.prismaitalia.com), Rhine Kitchen (www.rhine- ke.com), Ginox RAK (www.ginox.ae) or Pilsa SA (www.pilsa.com) only. |  | No alternative manufacturer for this custom fabricated item | Bk1 p658 | Inset Sink * | Inset Sink * | area+ref
Book 1 | Ground Floor - Lobby Lounge Bar | RBB 15a | 1 | 1 | yes | 1.00 | Equipment | Various (B-0226-V15-WH4 + B-3950-01) | T&S Brass | T&S Brass (www.tsbrass.com). C.O.O. USA. | Klarco, Kraus | Klarco (www.klarco.com), Kraus(www.krausproducts.com) | Bk1 p659 | Faucet and other Attachments - Sink Unit | Faucet And Other Attachments - Sink Unit | area+ref
Book 1 | Ground Floor - Lobby Lounge Bar | RBB 16 | 1 | 1 | yes | 1.00 | Custom Fabrication |  | Prisma SPA, Rhine Kitchen - UAE, Pilsa SA, Al Barq - Shaleej Emainox - Filippo Rabadh - EMAN Ascobloc - Maik Sprint Qatar - Essam Wolf Qatar - Tony, Euro Trade Bahrain - Vassily Masria Egypt, Ginox - UAE, Ramadi Kitchen Dubai or CCE Quality Fabrication - UAE, Dolphin Kitchens .Al heloul al Haditha furniture LLC. only | Prisma SPA (+41 78677 6468), Rhine Kitchen - UAE (06 5326098), Pilsa SA (Pilsa.com), Al Barq - Shaleej +971547920080 http://www.albarqkitchen.com/, Emainox - Filippo +971 56 653 3433 https://emainox.it/, Rabadh - EMAN +966 53 871 1366 https://rabadh.com/, Ascobloc - Maik +49 172 205 5539 https://www.ascobloc.de/en/download/stainless-steel-furniture, Sprint Qatar - Essam +974 5586 7619 https://www.sprint-qatar.com/, Wolf Qatar - Tony +974 4444 2295, Euro Trade Bahrain - Vassily +97339911287 https://ecegroups.com/, Masria Egypt (0020 202-4610- 3325) , Ginox - UAE (07 2444567), Ramadi Kitchen Dubai (04 884 0555) or CCE (Commercial Catering Equipment Dubai) 050476 2200 info@ccedubai.com, Quality Fabrication - UAE (info@qualitygrp.net), Dolphin Kitchens (dolphin.kitchens@yahoo.com).Al heloul al Haditha furniture LLC. only. |  | No alternative manufacturer for this custom fabricated item | Bk1 p660 | Set of Slides for incorporation into a base unit _For Cup Rack Storage* | Set Of Slides For Incorporation Into A Base Unit _For Cup Rack Storage* | area+ref
Book 1 | Ground Floor - Lobby Lounge Bar | RBB 17 | 1 | 1 | yes | 1.00 | Custom Fabrication |  | Prisma SPA, Rhine Kitchen - UAE, Pilsa SA, Al Barq - Shaleej Emainox - Filippo Rabadh - EMAN Ascobloc - Maik Sprint Qatar - Essam Wolf Qatar - Tony, Euro Trade Bahrain - Vassily Masria Egypt, Ginox - UAE, Ramadi Kitchen Dubai or CCE Quality Fabrication - UAE, Dolphin Kitchens .Al heloul al Haditha furniture LLC. only | Prisma SPA (+41 78677 6468), Rhine Kitchen - UAE (06 5326098), Pilsa SA (Pilsa.com), Al Barq - Shaleej +971547920080 http://www.albarqkitchen.com/, Emainox - Filippo +971 56 653 3433 https://emainox.it/, Rabadh - EMAN +966 53 871 1366 https://rabadh.com/, Ascobloc - Maik +49 172 205 5539 https://www.ascobloc.de/en/download/stainless-steel-furniture, Sprint Qatar - Essam +974 5586 7619 https://www.sprint-qatar.com/, Wolf Qatar - Tony +974 4444 2295, Euro Trade Bahrain - Vassily +97339911287 https://ecegroups.com/, Masria Egypt (0020 202-4610- 3325) , Ginox - UAE (07 2444567), Ramadi Kitchen Dubai (04 884 0555) or CCE (Commercial Catering Equipment Dubai) 050476 2200 info@ccedubai.com, Quality Fabrication - UAE (info@qualitygrp.net), Dolphin Kitchens (dolphin.kitchens@yahoo.com).Al heloul al Haditha furniture LLC. only. |  | No alternative manufacturer for this custom fabricated item | Bk1 p661 | Set of Drawers GN 1/1 (3 qty)- for incorporation into a base unit * | Set Of Drawers Gn 1/1 (3 Qty)- For Incorporation Into A Base Unit * | area+ref
Book 1 | Ground Floor - Lobby Lounge Bar | RBB 18 | 1 | 1 | yes | 1.00 | Equipment | #40A - 40A PPM | santos | santos( www.santos.fr). C.O.O. France | Ditting, Yeni | Ditting (www.ditting.com), Yeni | Bk1 p662 | Coffee Grinder | Coffee Grinder | area+ref
Book 1 | Ground Floor - Support pantry | RCA 1 | 1 | 1 | yes | 1.00 | Custom Fabrication |  | Prisma SPA, Rhine Kitchen - UAE, Pilsa SA, Al Barq - Shaleej Emainox - Filippo Rabadh - EMAN Ascobloc - Maik Sprint Qatar - Essam Wolf Qatar - Tony, Euro Trade Bahrain - Vassily Masria Egypt, Ginox - UAE, Ramadi Kitchen Dubai or CCE Quality Fabrication - UAE, Dolphin Kitchens .Al heloul al Haditha furniture LLC. only | Prisma SPA (+41 78677 6468), Rhine Kitchen - UAE (06 5326098), Pilsa SA (Pilsa.com), Al Barq - Shaleej +971547920080 http://www.albarqkitchen.com/, Emainox - Filippo +971 56 653 3433 https://emainox.it/, Rabadh - EMAN +966 53 871 1366 https://rabadh.com/, Ascobloc - Maik +49 172 205 5539 https://www.ascobloc.de/en/download/stainless-steel-furniture, Sprint Qatar - Essam +974 5586 7619 https://www.sprint-qatar.com/, Wolf Qatar - Tony +974 4444 2295, Euro Trade Bahrain - Vassily +97339911287 https://ecegroups.com/, Masria Egypt (0020 202-4610- 3325) , Ginox - UAE (07 2444567), Ramadi Kitchen Dubai (04 884 0555) or CCE (Commercial Catering Equipment Dubai) 050476 2200 info@ccedubai.com, Quality Fabrication - UAE (info@qualitygrp.net), Dolphin Kitchens (dolphin.kitchens@yahoo.com).Al heloul al Haditha furniture LLC. only. |  | No alternative manufacturer for this custom fabricated item | Bk1 p665 | Floor Channel with Odor Trap & Grating - 350mm As Per Plan | Floor Channel With Odor Trap & Grating - 350Mm As Per Plan | area+ref
Book 1 | Ground Floor - Support pantry | RCA 2 | 1 | 1 | yes | 1.00 | Equipment | 806 382 | Tournus | Tournus (www.tournus.com). C.O.O. France | DSS, Sofinor, Eagle Group, Mechline | DSS (dss-products.com), Sofinor (www.sofinor.com), Eagle Group (www.eaglegrp.com), Mechline (www.mechline.com) | Bk1 p666 | Cantilevered wash hand basin - knee control | Cantilevered Wash Hand Basin - Knee Control | area+ref
Book 1 | Ground Floor - Support pantry | RCA 3 | 1 | 1 | yes | 1.00 | Equipment | EX 30S | Insectocutor | Insectocutor (www.pelsis.com, hygieneproducts@tte.ae) . C.O.O. UK | Branderburg, Johnson Group | Branderburg (www.b-one.com), Johnson Group (www.johnson-group.com.hk) | Bk1 p667 | Fly Killer - 100m2 Room Coverage to suit site | Fly Killer - 100M2 Room Coverage To Suit Site | area+ref
Book 1 | Ground Floor - Support pantry | RCA 4 | 1 | 1 | yes | 1.00 | Equipment | 2620 | Rubbermaid | Rubbermaid(www.rubbermaid.com). C.O.O. U.S.A. | Cambro, Trolly and Bin | Cambro (www.cambro.com), Trolly and Bin (www.trollyandbin.co.za) | Bk1 p668 | Mobile Waste Bin - Brute undercounter | Mobile Waste Bin - Brute Undercounter | area+ref
Book 1 | Ground Floor - Support pantry | RCA 5 | 1 | 1 | yes | 1.00 | Custom Fabrication |  | Prisma SPA, Rhine Kitchen - UAE, Pilsa SA, Al Barq - Shaleej Emainox - Filippo Rabadh - EMAN Ascobloc - Maik Sprint Qatar - Essam Wolf Qatar - Tony, Euro Trade Bahrain - Vassily Masria Egypt, Ginox - UAE, Ramadi Kitchen Dubai or CCE Quality Fabrication - UAE, Dolphin Kitchens .Al heloul al Haditha furniture LLC. only | Prisma SPA (+41 78677 6468), Rhine Kitchen - UAE (06 5326098), Pilsa SA (Pilsa.com), Al Barq - Shaleej +971547920080 http://www.albarqkitchen.com/, Emainox - Filippo +971 56 653 3433 https://emainox.it/, Rabadh - EMAN +966 53 871 1366 https://rabadh.com/, Ascobloc - Maik +49 172 205 5539 https://www.ascobloc.de/en/download/stainless-steel-furniture, Sprint Qatar - Essam +974 5586 7619 https://www.sprint-qatar.com/, Wolf Qatar - Tony +974 4444 2295, Euro Trade Bahrain - Vassily +97339911287 https://ecegroups.com/, Masria Egypt (0020 202-4610- 3325) , Ginox - UAE (07 2444567), Ramadi Kitchen Dubai (04 884 0555) or CCE (Commercial Catering Equipment Dubai) 050476 2200 info@ccedubai.com, Quality Fabrication - UAE (info@qualitygrp.net), Dolphin Kitchens (dolphin.kitchens@yahoo.com).Al heloul al Haditha furniture LLC. only. |  | No alternative manufacturer for this custom fabricated item | Bk1 p669 | Table - Wall Type with single bowl sink and undershelf 2mm top * | Table - Wall Type With Single Bowl Sink And Undershelf 2Mm Top * | area+ref
Book 1 | Ground Floor - Support pantry | RCA 5A | 1 | 1 | yes | 1.00 | Equipment | B-0226-V15-WH4 | T&S Brass | T&S Brass (www.tsbrass.com). C.O.O. USA. | Klarco, Kraus | Klarco (www.klarco.com), Kraus(www.krausproducts.com) | Bk1 p670 | Faucet and other Attachments - Sink Unit / Prep | Faucet And Other Attachments - Sink Unit / Prep | area+ref
Book 1 | Ground Floor - Support pantry | RCA 6 | 1 | 1 | yes | 1.00 | Custom Fabrication |  | Prisma SPA, Rhine Kitchen - UAE, Pilsa SA, Al Barq - Shaleej Emainox - Filippo Rabadh - EMAN Ascobloc - Maik Sprint Qatar - Essam Wolf Qatar - Tony, Euro Trade Bahrain - Vassily Masria Egypt, Ginox - UAE, Ramadi Kitchen Dubai or CCE Quality Fabrication - UAE, Dolphin Kitchens .Al heloul al Haditha furniture LLC. only | Prisma SPA (+41 78677 6468), Rhine Kitchen - UAE (06 5326098), Pilsa SA (Pilsa.com), Al Barq - Shaleej +971547920080 http://www.albarqkitchen.com/, Emainox - Filippo +971 56 653 3433 https://emainox.it/, Rabadh - EMAN +966 53 871 1366 https://rabadh.com/, Ascobloc - Maik +49 172 205 5539 https://www.ascobloc.de/en/download/stainless-steel-furniture, Sprint Qatar - Essam +974 5586 7619 https://www.sprint-qatar.com/, Wolf Qatar - Tony +974 4444 2295, Euro Trade Bahrain - Vassily +97339911287 https://ecegroups.com/, Masria Egypt (0020 202-4610- 3325) , Ginox - UAE (07 2444567), Ramadi Kitchen Dubai (04 884 0555) or CCE (Commercial Catering Equipment Dubai) 050476 2200 info@ccedubai.com, Quality Fabrication - UAE (info@qualitygrp.net), Dolphin Kitchens (dolphin.kitchens@yahoo.com).Al heloul al Haditha furniture LLC. only. |  | No alternative manufacturer for this custom fabricated item | Bk1 p671 | Floor Channel with Odor Trap & Grating - 450mmx350mm As Per Plan | Floor Channel With Odor Trap & Grating - 450Mmx350Mm As Per Plan | area+ref
Book 1 | Ground Floor - Support pantry | RCA 7 | 1 | 1 | yes | 1.00 | Equipment | UC-L | Winterhalter | Winterhalter(www.winterhalter.ae). C.O.O. Germany | Meiko, Hobart Germany | Meiko (www.meikome.com), Hobart Germany | Bk1 p672 | Undercounter Dish/Glass/Tray/Cutlery Washer - 65 racks/h, 50x50 cm Rack Size | Undercounter Dish/Glass/Tray/Cutlery Washer - 65 Racks/H, 50X50 Cm Rack Size | area+ref
Book 1 | Ground Floor - Support pantry | RCA 7a | 1 | 1 | yes | 1.00 | Equipment | Riva8 | Pentair | Pentair (www.foodservice.pentair.com/www.fendtech.ae). C.O.O. EU | Culligan, So-Safe | Culligan(www.culligan.com), So-Safe (www.sosafe.com) | Bk1 p673 | Filter/Softening System For Single Rack Dishwasher | Filter/Softening System For Single Rack Dishwasher | area+ref
Book 1 | Ground Floor - Support pantry | RCA 8 | 1 | 1 | yes | 1.00 | Equipment | TT388 CP | conti | conti (www.conti-expresso.com). C.O.O. France | La Cimbali, 'Faema | La Cimbali (www.cimbali.com), 'Faema (www.faema.com) | Bk1 p674 | Fully Automatic Coffee Machine Steam & Cappuccino with Refrigeration unit and Cup Warmer | Fully Automatic Coffee Machine Steam & Cappuccino With Refrigeration Unit And Cup Warmer | area+ref
Book 1 | Ground Floor - Support pantry | RCA 8a | 1 | 1 | yes | 1.00 | Equipment | CLARIS system M | Everpure | Everpure (www.fendtech.ae/sales@fendtech.ae). C.O.O. USA | Culligan, So-Safe | Culligan(www.culligan.com), So-Safe (www.sosafe.com) | Bk1 p675 | Filter system for espresso machines | Filter System For Espresso Machines | area+ref
Book 1 | Ground Floor - Support pantry | RCA 9 | 1 | 1 | yes | 1.00 | Equipment |  | Infrico | Infrico (www.infrico.com) | Williams, Destar | Williams (www.williams-refrigeration.co.uk)(sales@williamsdubai.ae, GINOX (www.ginoxgroup.com), Destar (www.destar-refrigeration.com ) | Bk1 p676 | Undercounter Refrigerator 1 Solid Door - 150L | Undercounter Refrigerator 1 Solid Door - 150L | area+ref
Book 1 | Ground Floor - Support pantry | RCA 10 | 1 | 1 | yes | 1.00 | Equipment | IM-45CNE(SA) | Hoshizaki | Hoshizaki(www.hoshizaki.ae). C.O.O. UK | Scotsman, Ice-O-Matic, Manitowoc | Scotsman(www.scotsman-ice.com), Ice-O-Matic (www.iceomatic.com), Manitowoc(www.manitowocice.com) | Bk1 p677 | Self Contained Ice Cuber 41 kg/day w/ 15kg Bin -Air Cooled | Self Contained Ice Cuber 41 Kg/Day W/ 15Kg Bin -Air Cooled | area+ref
Book 1 | Ground Floor - Support pantry | RCA 10a | 1 | 1 | yes | 1.00 | Equipment | Insurice Single-i2000² System | Everpure | Everpure (www.fendtech.ae/sales@fendtech.ae). C.O.O. USA | Culligan, So-Safe | Culligan(www.culligan.com), So-Safe (www.sosafe.com) | Bk1 p678 | Filter System For Under Counter Ice Production Machines | Filter System For Under Counter Ice Production Machines | area+ref
Book 1 | Ground Floor - Support pantry | RCA 11 | 1 | 1 | yes | 1.00 | Equipment | BKK 2113 | Boncafe | Boncafe(www.boncafeme.ae). C.O.O. UAE | OKYAY, BEKO | OKYAY (www.okyayltd.com.tr), BEKO (www.beko.com) | Bk1 p679 | Automatic Turkish Coffee maker with Double Pot | Automatic Turkish Coffee Maker With Double Pot | area+ref
Book 1 | Ground Floor - Support pantry | RCA 12 | 1 | 1 | yes | 1.00 | Equipment |  | YPT | YPT (www.ypt.com.hk) | elite Flame, Burco | elite Flame (www.info@szmark.cn),Burco ( https://www.burco.co.uk/) | Bk1 p680 | Instantaneous Heated Water Boiler - 30Lt. | Instantaneous Heated Water Boiler - 30Lt. | area+ref
Book 1 | Ground Floor - Support pantry | RCA 12a | 1 | 1 | yes | 1.00 | Equipment | QL3i-MH System | Everpure | Everpure (www.fendtech.ae/sales@fendtech.ae). C.O.O. USA | Culligan, So-Safe | Culligan(www.culligan.com), So-Safe (www.sosafe.com) | Bk1 p681 | Filter System For Water Boiler | Filter System For Water Boiler | area+ref
Book 1 | Ground Floor - Support pantry | RCA 13 | 1 | 1 | yes | 1.00 | Equipment |  | Infrico | Infrico (www.infrico.com) | Williams, Destar | Williams (www.williams-refrigeration.co.uk)(sales@williamsdubai.ae, GINOX (www.ginoxgroup.com), Destar (www.destar-refrigeration.com ) | Bk1 p682 | Upright Slimline Refrigerator - 1 Door 1/1 - 325L | Upright Slimline Refrigerator - 1 Door 1/1 - 325L | area+ref
Book 1 | Ground Floor - Support pantry | RCA 14 | 2 | 2 | yes | 1.00 | Custom Fabrication |  | Prisma SPA, Rhine Kitchen - UAE, Pilsa SA, Al Barq - Shaleej Emainox - Filippo Rabadh - EMAN Ascobloc - Maik Sprint Qatar - Essam Wolf Qatar - Tony, Euro Trade Bahrain - Vassily Masria Egypt, Ginox - UAE, Ramadi Kitchen Dubai or CCE Quality Fabrication - UAE, Dolphin Kitchens .Al heloul al Haditha furniture LLC. only | Prisma SPA (+41 78677 6468), Rhine Kitchen - UAE (06 5326098), Pilsa SA (Pilsa.com), Al Barq - Shaleej +971547920080 http://www.albarqkitchen.com/, Emainox - Filippo +971 56 653 3433 https://emainox.it/, Rabadh - EMAN +966 53 871 1366 https://rabadh.com/, Ascobloc - Maik +49 172 205 5539 https://www.ascobloc.de/en/download/stainless-steel-furniture, Sprint Qatar - Essam +974 5586 7619 https://www.sprint-qatar.com/, Wolf Qatar - Tony +974 4444 2295, Euro Trade Bahrain - Vassily +97339911287 https://ecegroups.com/, Masria Egypt (0020 202-4610- 3325) , Ginox - UAE (07 2444567), Ramadi Kitchen Dubai (04 884 0555) or CCE (Commercial Catering Equipment Dubai) 050476 2200 info@ccedubai.com, Quality Fabrication - UAE (info@qualitygrp.net), Dolphin Kitchens (dolphin.kitchens@yahoo.com).Al heloul al Haditha furniture LLC. only. |  | No alternative manufacturer for this custom fabricated item | Bk1 p683 | Single Wall Shelf * | Single Wall Shelf * | area+ref
Book 1 | Ground Floor - Support pantry | RCA 15 | 2 | 2 | yes | 1.00 | Equipment |  | Hupfer | Hupfer (www.hupfer.de) | DSS, Metro, Tournus, Tonon | DSS (www.dss-products.com / dannyk88@singnet.com.sg), Metro (www.intermetro.com), Tournus (www.tournus.com), Tonon (www.tonon.com) | Bk1 p684 | Anodized Aluminium Slatted 4 Tier Rack | Anodized Aluminium Slatted 4 Tier Rack | area+ref
Book 1 | Ground Floor - Housekeeping Pantry | HPA 1 | 2 | 2 | yes | 1.00 | Custom Fabrication |  | Prisma SPA, Rhine Kitchen - UAE, Pilsa SA, Al Barq - Shaleej Emainox - Filippo Rabadh - EMAN Ascobloc - Maik Sprint Qatar - Essam Wolf Qatar - Tony, Euro Trade Bahrain - Vassily Masria Egypt, Ginox - UAE, Ramadi Kitchen Dubai or CCE Quality Fabrication - UAE, Dolphin Kitchens .Al heloul al Haditha furniture LLC. only | Prisma SPA (+41 78677 6468), Rhine Kitchen - UAE (06 5326098), Pilsa SA (Pilsa.com), Al Barq - Shaleej +971547920080 http://www.albarqkitchen.com/, Emainox - Filippo +971 56 653 3433 https://emainox.it/, Rabadh - EMAN +966 53 871 1366 https://rabadh.com/, Ascobloc - Maik +49 172 205 5539 https://www.ascobloc.de/en/download/stainless-steel-furniture, Sprint Qatar - Essam +974 5586 7619 https://www.sprint-qatar.com/, Wolf Qatar - Tony +974 4444 2295, Euro Trade Bahrain - Vassily +97339911287 https://ecegroups.com/, Masria Egypt (0020 202-4610- 3325) , Ginox - UAE (07 2444567), Ramadi Kitchen Dubai (04 884 0555) or CCE (Commercial Catering Equipment Dubai) 050476 2200 info@ccedubai.com, Quality Fabrication - UAE (info@qualitygrp.net), Dolphin Kitchens (dolphin.kitchens@yahoo.com).Al heloul al Haditha furniture LLC. only. |  | No alternative manufacturer for this custom fabricated item | Bk1 p687 | Floor Channel with Odor Trap & Grating - 350mm As Per Plan | Floor Channel With Odor Trap & Grating - 350Mm As Per Plan | area+ref
Book 1 | Ground Floor - Housekeeping Pantry | HPA 2 | 1 | 1 | yes | 1.00 | Equipment | 806 382 | Tournus | Tournus (www.tournus.com). C.O.O. France | DSS, Sofinor, Eagle Group, Mechline | DSS (dss-products.com), Sofinor (www.sofinor.com), Eagle Group (www.eaglegrp.com), Mechline (www.mechline.com) | Bk1 p688 | Cantilevered wash hand basin - knee control | Cantilevered Wash Hand Basin - Knee Control | area+ref
Book 1 | Ground Floor - Housekeeping Pantry | HPA 3 | 1 | 1 | yes | 1.00 | Equipment | EX 30S | Insectocutor | Insectocutor (www.pelsis.com, hygieneproducts@tte.ae) . C.O.O. UK | Branderburg, Johnson Group | Branderburg (www.b-one.com), Johnson Group (www.johnson-group.com.hk) | Bk1 p689 | Fly Killer - 100m2 Room Coverage to suit site | Fly Killer - 100M2 Room Coverage To Suit Site | area+ref
Book 1 | Ground Floor - Housekeeping Pantry | HPA 4 | 1 | 1 | yes | 1.00 | Equipment | 1883552 (Streamline) | Rubbermaid | Rubbermaid(www.rubbermaid.com). C.O.O. U.S.A. | Carlisle, Green Revolution, Cosmoplast | Carlisle (www.carlislefsp.com), Green Revolution (www.green-revolution.in), Cosmoplast (www.cosmoplast.com) | Bk1 p690 | Mobile Waste Bin Slim Jim Step-On (Beige color) | Mobile Waste Bin Slim Jim Step-On (Beige Color) | area+ref
Book 1 | Ground Floor - Housekeeping Pantry | HPA 5 | 1 | 1 | yes | 1.00 | Custom Fabrication |  | Prisma SPA, Rhine Kitchen - UAE, Pilsa SA, Al Barq - Shaleej Emainox - Filippo Rabadh - EMAN Ascobloc - Maik Sprint Qatar - Essam Wolf Qatar - Tony, Euro Trade Bahrain - Vassily Masria Egypt, Ginox - UAE, Ramadi Kitchen Dubai or CCE Quality Fabrication - UAE, Dolphin Kitchens .Al heloul al Haditha furniture LLC. only | Prisma SPA (+41 78677 6468), Rhine Kitchen - UAE (06 5326098), Pilsa SA (Pilsa.com), Al Barq - Shaleej +971547920080 http://www.albarqkitchen.com/, Emainox - Filippo +971 56 653 3433 https://emainox.it/, Rabadh - EMAN +966 53 871 1366 https://rabadh.com/, Ascobloc - Maik +49 172 205 5539 https://www.ascobloc.de/en/download/stainless-steel-furniture, Sprint Qatar - Essam +974 5586 7619 https://www.sprint-qatar.com/, Wolf Qatar - Tony +974 4444 2295, Euro Trade Bahrain - Vassily +97339911287 https://ecegroups.com/, Masria Egypt (0020 202-4610- 3325) , Ginox - UAE (07 2444567), Ramadi Kitchen Dubai (04 884 0555) or CCE (Commercial Catering Equipment Dubai) 050476 2200 info@ccedubai.com, Quality Fabrication - UAE (info@qualitygrp.net), Dolphin Kitchens (dolphin.kitchens@yahoo.com).Al heloul al Haditha furniture LLC. only. |  | No alternative manufacturer for this custom fabricated item | Bk1 p691 | Table - Wall Type with single bowl sink and undershelf 2mm top * | Table - Wall Type With Single Bowl Sink And Undershelf 2Mm Top * | area+ref
Book 1 | Ground Floor - Housekeeping Pantry | HPA 5a | 1 | 1 | yes | 1.00 | Equipment | Various (B-0226-V15-WH4 + B-3950-01) | T&S Brass | T&S Brass (www.tsbrass.com). C.O.O. USA. | Klarco, Kraus | Klarco (www.klarco.com), Kraus(www.krausproducts.com) | Bk1 p692 | Faucet and other Attachments - Sink Unit | Faucet And Other Attachments - Sink Unit | area+ref
Book 1 | Ground Floor - Housekeeping Pantry | HPA 6 | 1 | 1 | yes | 1.00 | Custom Fabrication |  | Prisma SPA, Rhine Kitchen - UAE, Pilsa SA, Al Barq - Shaleej Emainox - Filippo Rabadh - EMAN Ascobloc - Maik Sprint Qatar - Essam Wolf Qatar - Tony, Euro Trade Bahrain - Vassily Masria Egypt, Ginox - UAE, Ramadi Kitchen Dubai or CCE Quality Fabrication - UAE, Dolphin Kitchens .Al heloul al Haditha furniture LLC. only | Prisma SPA (+41 78677 6468), Rhine Kitchen - UAE (06 5326098), Pilsa SA (Pilsa.com), Al Barq - Shaleej +971547920080 http://www.albarqkitchen.com/, Emainox - Filippo +971 56 653 3433 https://emainox.it/, Rabadh - EMAN +966 53 871 1366 https://rabadh.com/, Ascobloc - Maik +49 172 205 5539 https://www.ascobloc.de/en/download/stainless-steel-furniture, Sprint Qatar - Essam +974 5586 7619 https://www.sprint-qatar.com/, Wolf Qatar - Tony +974 4444 2295, Euro Trade Bahrain - Vassily +97339911287 https://ecegroups.com/, Masria Egypt (0020 202-4610- 3325) , Ginox - UAE (07 2444567), Ramadi Kitchen Dubai (04 884 0555) or CCE (Commercial Catering Equipment Dubai) 050476 2200 info@ccedubai.com, Quality Fabrication - UAE (info@qualitygrp.net), Dolphin Kitchens (dolphin.kitchens@yahoo.com).Al heloul al Haditha furniture LLC. only. |  | No alternative manufacturer for this custom fabricated item | Bk1 p693 | Twin Open Wall Shelf * | Twin Open Wall Shelf * | area+ref
Book 1 | Ground Floor - Housekeeping Pantry | HPA 7 | 1 | 1 | yes | 1.00 | Equipment | UC-L | Winterhalter | Winterhalter(www.winterhalter.ae). C.O.O. Germany | Meiko, Hobart Germany | Meiko (www.meikome.com), Hobart Germany | Bk1 p694 | Undercounter Dish/Glass/Tray/Cutlery Washer - 65 racks/h, 50x50 cm Rack Size | Undercounter Dish/Glass/Tray/Cutlery Washer - 65 Racks/H, 50X50 Cm Rack Size | area+ref
Book 1 | Ground Floor - Housekeeping Pantry | HPA 7a | 1 | 1 | yes | 1.00 | Equipment | KLEENWARE HTS-11 SYSTEM | Everpure | Everpure (www.fendtech.ae/sales@fendtech.ae). C.O.O. USA | Culligan, So-Safe | Culligan(www.culligan.com), So-Safe (www.sosafe.com) | Bk1 p695 | Filter System For Scale Prevention & Corrosion Control for Dishwasher /Glass washer | Filter System For Scale Prevention & Corrosion Control For Dishwasher /Glass Washer | area+ref
Book 1 | Ground Floor - Housekeeping Pantry | HPA 8 | 1 | 1 | yes | 1.00 | Equipment | IM-45CNE(SA) | Hoshizaki | Hoshizaki(www.hoshizaki.ae). C.O.O. UK | Scotsman, Ice-O-Matic, Manitowoc | Scotsman(www.scotsman-ice.com), Ice-O-Matic (www.iceomatic.com), Manitowoc(www.manitowocice.com) | Bk1 p696 | Self Contained Ice Cuber 41 kg/day w/ 15kg Bin -Air Cooled | Self Contained Ice Cuber 41 Kg/Day W/ 15Kg Bin -Air Cooled | area+ref
Book 1 | Ground Floor - Housekeeping Pantry | HPA 8a | 1 | 1 | yes | 1.00 | Equipment | Insurice Single-i2000² System | Everpure | Everpure (www.fendtech.ae/sales@fendtech.ae). C.O.O. USA | Culligan, So-Safe | Culligan(www.culligan.com), So-Safe (www.sosafe.com) | Bk1 p697 | Filter System For Under Counter Ice Production Machines | Filter System For Under Counter Ice Production Machines | area+ref
Book 1 | Ground Floor - Housekeeping Pantry | HPA 9 | 1 | 1 | yes | 1.00 | Equipment | S30-CP10 | La cimbali | La cimbali (www.cimbali.com). C.O.O. Italy | Faema | Faema (www.faema.com) | Bk1 p698 | 300 cups/day - Fully Automatic Coffee Machine + Milk Beverage with Fridge & Cupwarmer | 300 Cups/Day - Fully Automatic Coffee Machine + Milk Beverage With Fridge & Cupwarmer | area+ref
Book 1 | Ground Floor - Housekeeping Pantry | HPA 9a | 1 | 1 | yes | 1.00 | Equipment | CLARIS system M | Everpure | Everpure (www.fendtech.ae/sales@fendtech.ae). C.O.O. USA | Culligan, So-Safe | Culligan(www.culligan.com), So-Safe (www.sosafe.com) | Bk1 p699 | Filter system for espresso machines | Filter System For Espresso Machines | area+ref
Book 1 | Ground Floor - Housekeeping Pantry | HPA 10 | 1 | 1 | yes | 1.00 | Equipment |  | Infrico | Infrico (www.infrico.com) | Williams, Destar | Williams (www.williams-refrigeration.co.uk)(sales@williamsdubai.ae, GINOX (www.ginoxgroup.com), Destar (www.destar-refrigeration.com ) | Bk1 p700 | Undercounter Refrigerator 1 Solid Door - 150L | Undercounter Refrigerator 1 Solid Door - 150L | area+ref
Book 1 | Ground Floor - Housekeeping Pantry | HPA 11 | 1 | 1 | yes | 1.00 | Equipment | [5 empty] | Bk1 p701 | Microwave Oven - 34 ltrs _on shelf | Microwave Oven - 34 Ltrs _On Shelf | area+ref | no main brand stated
Book 1 | 1st Floor-Driver's Pantry 01 | DP1 1 | 1 | 1 | yes | 1.00 | Custom Fabrication |  | Prisma SPA, Rhine Kitchen - UAE, Pilsa SA, Al Barq - Shaleej Emainox - Filippo Rabadh - EMAN Ascobloc - Maik Sprint Qatar - Essam Wolf Qatar - Tony, Euro Trade Bahrain - Vassily Masria Egypt, Ginox - UAE, Ramadi Kitchen Dubai or CCE Quality Fabrication - UAE, Dolphin Kitchens .Al heloul al Haditha furniture LLC. only | Prisma SPA (+41 78677 6468), Rhine Kitchen - UAE (06 5326098), Pilsa SA (Pilsa.com), Al Barq - Shaleej +971547920080 http://www.albarqkitchen.com/, Emainox - Filippo +971 56 653 3433 https://emainox.it/, Rabadh - EMAN +966 53 871 1366 https://rabadh.com/, Ascobloc - Maik +49 172 205 5539 https://www.ascobloc.de/en/download/stainless-steel-furniture, Sprint Qatar - Essam +974 5586 7619 https://www.sprint-qatar.com/, Wolf Qatar - Tony +974 4444 2295, Euro Trade Bahrain - Vassily +97339911287 https://ecegroups.com/, Masria Egypt (0020 202-4610- 3325) , Ginox - UAE (07 2444567), Ramadi Kitchen Dubai (04 884 0555) or CCE (Commercial Catering Equipment Dubai) 050476 2200 info@ccedubai.com, Quality Fabrication - UAE (info@qualitygrp.net), Dolphin Kitchens (dolphin.kitchens@yahoo.com).Al heloul al Haditha furniture LLC. only. |  | No alternative manufacturer for this custom fabricated item | Bk1 p704 | Floor Channel with Odor Trap & Grating - 350mm As Per Plan | Floor Channel With Odor Trap & Grating - 350Mm As Per Plan | area+ref
Book 1 | 1st Floor-Driver's Pantry 01 | DP1 2 | 1 | 1 | yes | 1.00 | Equipment | ZF105 | Insectocutor | Insectocutor (www.pelsis.com, hygieneproducts@tte.ae) . C.O.O. UK | Branderburg, Johnson Group | Branderburg (www.b-one.com), Johnson Group (www.johnson-group.com.hk) | Bk1 p705 | Fly Killer - Ss Cover- Glueboard to suit site | Fly Killer - Ss Cover- Glueboard To Suit Site | area+ref
Book 1 | 1st Floor-Driver's Pantry 01 | DP1 3 | 1 | 1 | yes | 1.00 | Custom Fabrication |  | Prisma SPA, Rhine Kitchen - UAE, Pilsa SA, Al Barq - Shaleej Emainox - Filippo Rabadh - EMAN Ascobloc - Maik Sprint Qatar - Essam Wolf Qatar - Tony, Euro Trade Bahrain - Vassily Masria Egypt, Ginox - UAE, Ramadi Kitchen Dubai or CCE Quality Fabrication - UAE, Dolphin Kitchens .Al heloul al Haditha furniture LLC. only | Prisma SPA (+41 78677 6468), Rhine Kitchen - UAE (06 5326098), Pilsa SA (Pilsa.com), Al Barq - Shaleej +971547920080 http://www.albarqkitchen.com/, Emainox - Filippo +971 56 653 3433 https://emainox.it/, Rabadh - EMAN +966 53 871 1366 https://rabadh.com/, Ascobloc - Maik +49 172 205 5539 https://www.ascobloc.de/en/download/stainless-steel-furniture, Sprint Qatar - Essam +974 5586 7619 https://www.sprint-qatar.com/, Wolf Qatar - Tony +974 4444 2295, Euro Trade Bahrain - Vassily +97339911287 https://ecegroups.com/, Masria Egypt (0020 202-4610- 3325) , Ginox - UAE (07 2444567), Ramadi Kitchen Dubai (04 884 0555) or CCE (Commercial Catering Equipment Dubai) 050476 2200 info@ccedubai.com, Quality Fabrication - UAE (info@qualitygrp.net), Dolphin Kitchens (dolphin.kitchens@yahoo.com).Al heloul al Haditha furniture LLC. only. |  | No alternative manufacturer for this custom fabricated item | Bk1 p706 | Table - Wall Type with inset wash hand basin (pull out bin beneath) and inset sink and undershelf. 2mm top _Shape As Plan* | Table - Wall Type With Inset Wash Hand Basin (Pull Out Bin Beneath) And Inset Sink And Undershelf. 2Mm Top _Shape As Plan* | area+ref
Book 1 | 1st Floor-Driver's Pantry 01 | DP1 3a | 1 | 1 | yes | 1.00 | Equipment | Various (EC-3142-VF05 + B-0226-V15-WH4 + B-3950-01) | T&S Brass | T&S Brass (www.tsbrass.com). C.O.O. USA. | Klarco, Kraus | Klarco (www.klarco.com), Kraus(www.krausproducts.com) | Bk1 p707 | Faucet and other Attachments - Preparation Table | Faucet And Other Attachments - Preparation Table | area+ref
Book 1 | 1st Floor-Driver's Pantry 01 | DP1 4 | 1 | 1 | yes | 1.00 | Equipment | RU-150 | Curtis | Curtis (www.wilburcurtis.com). C.O.O. U.S.A. | Fetco, Frankie | Fetco, Frankie | Bk1 p708 | Automatic Coffee Urn -Single 3 Gallons | Automatic Coffee Urn -Single 3 Gallons | area+ref
Book 1 | 1st Floor-Driver's Pantry 01 | DP1 4a | 1 | 1 | yes | 1.00 | Equipment | CLARIS system M | Everpure | Everpure (www.fendtech.ae/sales@fendtech.ae). C.O.O. USA | Culligan, So-Safe | Culligan(www.culligan.com), So-Safe (www.sosafe.com) | Bk1 p709 | Filter system for espresso machines | Filter System For Espresso Machines | area+ref
Book 1 | 1st Floor-Driver's Pantry 01 | DP1 5 | 1 | 1 | yes | 1.00 | Equipment |  | Infrico | Infrico (www.infrico.com) | Williams, Destar | Williams (www.williams-refrigeration.co.uk)(sales@williamsdubai.ae, GINOX (www.ginoxgroup.com), Destar (www.destar-refrigeration.com ) | Bk1 p710 | Undercounter Refrigerator 1 Solid Door - 150L | Undercounter Refrigerator 1 Solid Door - 150L | area+ref
Book 1 | 1st Floor-Driver's Pantry 01 | DP1 6 | 1 | 1 | yes | 1.00 | Equipment | [5 empty] | Bk1 p711 | Microwave Oven - 34 ltrs _on shelf | Microwave Oven - 34 Ltrs _On Shelf | area+ref | no main brand stated
Book 1 | 6th Floor-Driver's Pantry 06 | DP6 1 | 1 | 1 | yes | 1.00 | Custom Fabrication |  | Prisma SPA, Rhine Kitchen - UAE, Pilsa SA, Al Barq - Shaleej Emainox - Filippo Rabadh - EMAN Ascobloc - Maik Sprint Qatar - Essam Wolf Qatar - Tony, Euro Trade Bahrain - Vassily Masria Egypt, Ginox - UAE, Ramadi Kitchen Dubai or CCE Quality Fabrication - UAE, Dolphin Kitchens .Al heloul al Haditha furniture LLC. only | Prisma SPA (+41 78677 6468), Rhine Kitchen - UAE (06 5326098), Pilsa SA (Pilsa.com), Al Barq - Shaleej +971547920080 http://www.albarqkitchen.com/, Emainox - Filippo +971 56 653 3433 https://emainox.it/, Rabadh - EMAN +966 53 871 1366 https://rabadh.com/, Ascobloc - Maik +49 172 205 5539 https://www.ascobloc.de/en/download/stainless-steel-furniture, Sprint Qatar - Essam +974 5586 7619 https://www.sprint-qatar.com/, Wolf Qatar - Tony +974 4444 2295, Euro Trade Bahrain - Vassily +97339911287 https://ecegroups.com/, Masria Egypt (0020 202-4610- 3325) , Ginox - UAE (07 2444567), Ramadi Kitchen Dubai (04 884 0555) or CCE (Commercial Catering Equipment Dubai) 050476 2200 info@ccedubai.com, Quality Fabrication - UAE (info@qualitygrp.net), Dolphin Kitchens (dolphin.kitchens@yahoo.com).Al heloul al Haditha furniture LLC. only. |  | No alternative manufacturer for this custom fabricated item | Bk1 p714 | Floor Channel with Odor Trap & Grating - 350mm As Per Plan | Floor Channel With Odor Trap & Grating - 350Mm As Per Plan | area+ref
Book 1 | 6th Floor-Driver's Pantry 06 | DP6 2 | 1 | 1 | yes | 1.00 | Equipment | ZF105 | Insectocutor | Insectocutor (www.pelsis.com, hygieneproducts@tte.ae) . C.O.O. UK | Branderburg, Johnson Group | Branderburg (www.b-one.com), Johnson Group (www.johnson-group.com.hk) | Bk1 p715 | Fly Killer - Ss Cover- Glueboard to suit site | Fly Killer - Ss Cover- Glueboard To Suit Site | area+ref
Book 1 | 6th Floor-Driver's Pantry 06 | DP6 3 | 1 | 1 | yes | 1.00 | Custom Fabrication |  | Prisma SPA, Rhine Kitchen - UAE, Pilsa SA, Al Barq - Shaleej Emainox - Filippo Rabadh - EMAN Ascobloc - Maik Sprint Qatar - Essam Wolf Qatar - Tony, Euro Trade Bahrain - Vassily Masria Egypt, Ginox - UAE, Ramadi Kitchen Dubai or CCE Quality Fabrication - UAE, Dolphin Kitchens .Al heloul al Haditha furniture LLC. only | Prisma SPA (+41 78677 6468), Rhine Kitchen - UAE (06 5326098), Pilsa SA (Pilsa.com), Al Barq - Shaleej +971547920080 http://www.albarqkitchen.com/, Emainox - Filippo +971 56 653 3433 https://emainox.it/, Rabadh - EMAN +966 53 871 1366 https://rabadh.com/, Ascobloc - Maik +49 172 205 5539 https://www.ascobloc.de/en/download/stainless-steel-furniture, Sprint Qatar - Essam +974 5586 7619 https://www.sprint-qatar.com/, Wolf Qatar - Tony +974 4444 2295, Euro Trade Bahrain - Vassily +97339911287 https://ecegroups.com/, Masria Egypt (0020 202-4610- 3325) , Ginox - UAE (07 2444567), Ramadi Kitchen Dubai (04 884 0555) or CCE (Commercial Catering Equipment Dubai) 050476 2200 info@ccedubai.com, Quality Fabrication - UAE (info@qualitygrp.net), Dolphin Kitchens (dolphin.kitchens@yahoo.com).Al heloul al Haditha furniture LLC. only. |  | No alternative manufacturer for this custom fabricated item | Bk1 p716 | Table - Wall Type with inset wash hand basin (pull out bin beneath) and inset sink and undershelf. 2mm top _Shape As Plan* | Table - Wall Type With Inset Wash Hand Basin (Pull Out Bin Beneath) And Inset Sink And Undershelf. 2Mm Top _Shape As Plan* | area+ref
Book 1 | 6th Floor-Driver's Pantry 06 | DP6 3a | 1 | 1 | yes | 1.00 | Equipment | Various (EC-3142-VF05 + B-0226-V15-WH4 + B-3950-01) | T&S Brass | T&S Brass (www.tsbrass.com). C.O.O. USA. | Klarco, Kraus | Klarco (www.klarco.com), Kraus(www.krausproducts.com) | Bk1 p717 | Faucet and other Attachments - Preparation Table | Faucet And Other Attachments - Preparation Table | area+ref
Book 1 | 6th Floor-Driver's Pantry 06 | DP6 4 | 1 | 1 | yes | 1.00 | Equipment | RU-150 | Curtis | Curtis (www.wilburcurtis.com). C.O.O. U.S.A. | Fetco, Frankie | Fetco, Frankie | Bk1 p718 | Automatic Coffee Urn -Single 3 Gallons | Automatic Coffee Urn -Single 3 Gallons | area+ref
Book 1 | 6th Floor-Driver's Pantry 06 | DP6 4a | 1 | 1 | yes | 1.00 | Equipment | CLARIS system M | Everpure | Everpure (www.fendtech.ae/sales@fendtech.ae). C.O.O. USA | Culligan, So-Safe | Culligan(www.culligan.com), So-Safe (www.sosafe.com) | Bk1 p719 | Filter system for espresso machines | Filter System For Espresso Machines | area+ref
Book 1 | 6th Floor-Driver's Pantry 06 | DP6 5 | 1 | 1 | yes | 1.00 | Equipment |  | Infrico | Infrico (www.infrico.com) | Williams, Destar | Williams (www.williams-refrigeration.co.uk)(sales@williamsdubai.ae, GINOX (www.ginoxgroup.com), Destar (www.destar-refrigeration.com ) | Bk1 p720 | Undercounter Refrigerator 1 Solid Door - 150L | Undercounter Refrigerator 1 Solid Door - 150L | area+ref
Book 1 | 6th Floor-Driver's Pantry 06 | DP6 6 | 1 | 1 | yes | 1.00 | Equipment | [5 empty] | Bk1 p721 | Microwave Oven - 34 ltrs _on shelf | Microwave Oven - 34 Ltrs _On Shelf | area+ref | no main brand stated
Book 2 | General |  | lot |  | — | [8 empty] | Cost of analysing and certifying samples of stainless steel used in custom fabrication |  |  | GENERAL (no individual spec)
Book 2 | Level 08 - Banquet Washing Area | BWA 1 | 4 | 4 | yes | 1.00 | Equipment | DSC - 300S - 150D/OT & DSG - 300S | DSS | DSS (dannyk88@singnet.com.sg/DSS168@hotmail.com). C.O.O. China | Aco System | Aco System ( www.aco.ae ) | Bk2 p3 | Floor Channel with Odor Trap & Grating - 350mm as per plan | Floor Channel With Odor Trap & Grating - 350Mm As Per Plan | area+ref
Book 2 | Level 08 - Banquet Washing Area | BWA 2 | 3 | 3 | yes | 1.00 | Equipment |  | Insectocutor | Insectocutor ( www.pelsis.com , hygieneproducts@tte.ae ) | Branderburg, Johnson Group | Branderburg ( www.b - one.com ), Johnson Group ( www.johnson - group.com.hk ) | Bk2 p4 | Fly Killer - 100m2 Room Coverage _To Suit Site | Fly Killer - 100M2 Room Coverage _To Suit Site | area+ref
Book 2 | Level 08 - Banquet Washing Area | BWA 3 | 1 | 1 | yes | 1.00 | Equipment | DSC - 1500L - 150D/OT & DSG - 300L | DSS | DSS (dannyk88@singnet.com.sg/DSS168@hotmail.com). C.O.O. China | Aco System | Aco System ( www.aco.ae ) | Bk2 p5 | Floor Channel with Odor Trap & Grating - 1550mmx350mm as per plan | Floor Channel With Odor Trap & Grating - 1550Mmx350Mm As Per Plan | area+ref
Book 2 | Level 08 - Banquet Washing Area | BWA 4 | 1 | 1 | yes | 1.00 | Custom Fabrication |  | Prisma SPA, Rhine Kitchen - UAE, Pilsa SA, Al Barq - Shaleej, Emainox - Filippo, Rabadh - EMAN, Ascobloc - Maik - steel - furniture, Sprint Qatar - Essam - qatar.com/, Wolf Qatar - Tony, Euro Trade Bahrain - Vassily, Masria Egypt, Ginox - UAE, Ramadi Kitchen Dubai or CCE, Quality Fabrication - UAE, Dolphin Kitchens .Al heloul al Haditha | Prisma SPA (+41 78677 6468), Rhine Kitchen - UAE (06 5326098), Pilsa SA (Pilsa.com), Al Barq - Shaleej +971547920080 http://www.albarqkitchen.com/ , Emainox - Filippo +971 56 653 3433 https://emainox.it/ , Rabadh - EMAN +966 53 871 1366 https://rabadh.com/ , Ascobloc - Maik +49 172 205 5539 https://www.ascobloc.de/en/download/stainless - steel - furniture , Sprint Qatar - Essam +974 5586 7619 https://www.sprint - qatar.com/ , Wolf Qatar - Tony +974 4444 2295, Euro Trade Bahrain - Vassily +97339911287 https://ecegroups.com/ , Masria Egypt (0020 202 - 4610 - 3325) , Ginox - UAE (07 2444567), Ramadi Kitchen Dubai (04 884 0555) or CCE (Commercial Catering Equipment Dubai) 050476 2200 info@ccedubai.com , Quality Fabrication - UAE (info@qualitygrp.net ), Dolphin Kitchens (dolphin.kitchens@yahoo.com).Al heloul al Haditha |  | No alternative manufacturer for this custom fabricated item | Bk2 p6 | Stainless Steel Sorting Table * | Stainless Steel Sorting Table * | area+ref
Book 2 | Level 08 - Banquet Washing Area | BWA 5 | 9 | 9 | yes | 1.00 | Equipment |  | Hupfer | Hupfer ( www.hupfer.de ) | DSS, Metro, Tournus, Tonon | DSS ( www.dss - products.com / dannyk88@singnet.com.sg ), Metro ( www.intermetro.com ), Tournus ( www.tournus.com ), Tonon ( www.tonon.com ) | Bk2 p7 | Anodized Aluminium Slatted 4 Tier Rack | Anodized Aluminium Slatted 4 Tier Rack | area+ref
Book 2 | Level 08 - Banquet Washing Area | BWA 6 | 2 | 2 | yes | 1.00 | Equipment | TAWALU 1/1 11 GN | Hupfer | Hupfer ( www.hupfer.de ). C.O.O. Germany | DSS, Metro, Tonon | DSS ( www.dss - products.com ), Metro ( www.intermetro.com ), Tonon ( www.tonon.com ) | Bk2 p8 | Tray Clearance Trolley | Tray Clearance Trolley | area+ref
Book 2 | Level 08 - Banquet Washing Area | BWA 7 | 1 | 1 | yes | 1.00 | Equipment | Ambion 100 | HVAC Plasmaclean | HVAC Plasmaclean (MGK +971 4 396 8264). C.O.O. UK | Mechline Hygenikx, Aerox | Mechline Hygenikx ( www.mechline.com.hgx/ ), Aerox ( www.aeroxinjector.com ) | Bk2 p9 | Plasma Ionisation Smell Reduction Unit | Plasma Ionisation Smell Reduction Unit | area+ref
Book 2 | Level 08 - Banquet Washing Area | BWA 8 | 1 | 1 | yes | 1.00 | Equipment | UC - L | Winterhalter | Winterhalter( www.winterhalter.ae ). C.O.O. Germany | Meiko, Hobart Germany | Meiko ( www.meikome.com ), Hobart Germany | Bk2 p10 | Undercounter Dish/Glass/Tray/Cutlery Washer - 65 racks/h, 50x50 cm Rack Size | Undercounter Dish/Glass/Tray/Cutlery Washer - 65 Racks/H, 50X50 Cm Rack Size | area+ref
Book 2 | Level 08 - Banquet Washing Area | BWA 8A | 1 | 1 | yes | 1.00 | Equipment | KLEENWARE HTS - 11 SYSTEM | Everpure | Everpure (www.fendtech.ae/sales@fendtech.ae). C.O.O. USA | Culligan, So - Safe | Culligan( www.culligan.com ), So - Safe ( www.sosafe.com ) | Bk2 p11 | Filter System For Scale Prevention & Corrosion Control for Dishwasher /Glass washer | Filter System For Scale Prevention & Corrosion Control For Dishwasher /Glass Washer | area+ref
Book 2 | Level 08 - Banquet Washing Area | BWA 9 | 1 | 1 | yes | 1.00 | Equipment | RW2RD | Primax /MGK . /UAE | Primax ( www.primaxsrl.com)/MGK ( www.mgk.ae ) . C.O.O. Italy/UAE | Destar, Gamko, Viessmann | Destar ( www.destar - refrigeration.com ), Gamko ( www.gamko.com ), Viessmann (/ www.viessmann.de ) | Bk2 p12 | 2 Compartment Waste Refrigerator for 120 L or 240 L | 2 Compartment Waste Refrigerator For 120 L Or 240 L | area+ref
Book 2 | Level 08 - Banquet Washing Area | BWA 10 | 1 | 1 | yes | 1.00 | Custom Fabrication |  | Prisma SPA, Rhine Kitchen - UAE, Pilsa SA, Al Barq - Shaleej, Emainox - Filippo, Rabadh - EMAN, Ascobloc - Maik - steel - furniture, Sprint Qatar - Essam - qatar.com/, Wolf Qatar - Tony, Euro Trade Bahrain - Vassily, Masria Egypt, Ginox - UAE, Ramadi Kitchen Dubai or CCE, Quality Fabrication - UAE, Dolphin Kitchens .Al heloul al Haditha | Prisma SPA (+41 78677 6468), Rhine Kitchen - UAE (06 5326098), Pilsa SA (Pilsa.com), Al Barq - Shaleej +971547920080 http://www.albarqkitchen.com/ , Emainox - Filippo +971 56 653 3433 https://emainox.it/ , Rabadh - EMAN +966 53 871 1366 https://rabadh.com/ , Ascobloc - Maik +49 172 205 5539 https://www.ascobloc.de/en/download/stainless - steel - furniture , Sprint Qatar - Essam +974 5586 7619 https://www.sprint - qatar.com/ , Wolf Qatar - Tony +974 4444 2295, Euro Trade Bahrain - Vassily +97339911287 https://ecegroups.com/ , Masria Egypt (0020 202 - 4610 - 3325) , Ginox - UAE (07 2444567), Ramadi Kitchen Dubai (04 884 0555) or CCE (Commercial Catering Equipment Dubai) 050476 2200 info@ccedubai.com , Quality Fabrication - UAE (info@qualitygrp.net ), Dolphin Kitchens (dolphin.kitchens@yahoo.com).Al heloul al Haditha |  | No alternative manufacturer for this custom fabricated item | Bk2 p13 | Stainless Steel Inlet Sink Table * | Stainless Steel Inlet Sink Table * | area+ref
Book 2 | Level 08 - Banquet Washing Area | BWA 10A | 1 | 1 | yes | 1.00 | Equipment | Various (B - 0114 - 01B - WH4 + B - 3950 - 01) | T&S Brass | T&S Brass ( www.tsbrass.com ). C.O.O. USA. | Klarco, Kraus | Klarco ( www.klarco.com ), Kraus( www.krausproducts.com ) | Bk2 p14 | Faucet and other Attachments -Spray Faucet | Faucet And Other Attachments - Spray Faucet | area+ref
Book 2 | Level 08 - Banquet Washing Area | BWA 11 | 1 | 1 | yes | 1.00 | Equipment |  | Winterhalter | Winterhalter( www.winterhalter.ae ) | Meiko, Hobart Germany | Meiko ( www.meikome.com ), Hobart Germany | Bk2 p15 | Utensil Washer - 12/24/40/64 racks/h | Utensil Washer - 12/24/40/64 Racks/H | area+ref
Book 2 | Level 08 - Banquet Washing Area | BWA 11A | 1 | 1 | yes | 1.00 | Equipment | Riva8 | Pentair | Pentair ( www.foodservice.pentair.com/www.fendtech.ae ). C.O.O. EU | Culligan, So - Safe | Culligan( www.culligan.com ), So - Safe ( www.sosafe.com ) | Bk2 p16 | Filter/Softening System For Single Rack Dishwasher | Filter/Softening System For Single Rack Dishwasher | area+ref
Book 2 | Level 08 - Banquet Washing Area | BWA 12 | 1 | 1 | yes | 1.00 | Custom Fabrication |  | Prisma SPA, Rhine Kitchen - UAE, Pilsa SA, Al Barq - Shaleej, Emainox - Filippo, Rabadh - EMAN, Ascobloc - Maik - steel - furniture, Sprint Qatar - Essam - qatar.com/, Wolf Qatar - Tony, Euro Trade Bahrain - Vassily, Masria Egypt, Ginox - UAE, Ramadi Kitchen Dubai or CCE, Quality Fabrication - UAE, Dolphin Kitchens .Al heloul al Haditha | Prisma SPA (+41 78677 6468), Rhine Kitchen - UAE (06 5326098), Pilsa SA (Pilsa.com), Al Barq - Shaleej +971547920080 http://www.albarqkitchen.com/ , Emainox - Filippo +971 56 653 3433 https://emainox.it/ , Rabadh - EMAN +966 53 871 1366 https://rabadh.com/ , Ascobloc - Maik +49 172 205 5539 https://www.ascobloc.de/en/download/stainless - steel - furniture , Sprint Qatar - Essam +974 5586 7619 https://www.sprint - qatar.com/ , Wolf Qatar - Tony +974 4444 2295, Euro Trade Bahrain - Vassily +97339911287 https://ecegroups.com/ , Masria Egypt (0020 202 - 4610 - 3325) , Ginox - UAE (07 2444567), Ramadi Kitchen Dubai (04 884 0555) or CCE (Commercial Catering Equipment Dubai) 050476 2200 info@ccedubai.com , Quality Fabrication - UAE (info@qualitygrp.net ), Dolphin Kitchens (dolphin.kitchens@yahoo.com).Al heloul al Haditha |  | No alternative manufacturer for this custom fabricated item | Bk2 p17 | Overhead Wash Rack Holder * | Overhead Wash Rack Holder * | area+ref
Book 2 | Level 08 - Banquet Washing Area | BWA 13 | 1 | 1 | yes | 1.00 | Custom Fabrication |  | Prisma SPA, Rhine Kitchen - UAE, Pilsa SA, Al Barq - Shaleej, Emainox - Filippo, Rabadh - EMAN, Ascobloc - Maik - steel - furniture, Sprint Qatar - Essam - qatar.com/, Wolf Qatar - Tony, Euro Trade Bahrain - Vassily, Masria Egypt, Ginox - UAE, Ramadi Kitchen Dubai or CCE, Quality Fabrication - UAE, Dolphin Kitchens .Al heloul al Haditha | Prisma SPA (+41 78677 6468), Rhine Kitchen - UAE (06 5326098), Pilsa SA (Pilsa.com), Al Barq - Shaleej +971547920080 http://www.albarqkitchen.com/ , Emainox - Filippo +971 56 653 3433 https://emainox.it/ , Rabadh - EMAN +966 53 871 1366 https://rabadh.com/ , Ascobloc - Maik +49 172 205 5539 https://www.ascobloc.de/en/download/stainless - steel - furniture , Sprint Qatar - Essam +974 5586 7619 https://www.sprint - qatar.com/ , Wolf Qatar - Tony +974 4444 2295, Euro Trade Bahrain - Vassily +97339911287 https://ecegroups.com/ , Masria Egypt (0020 202 - 4610 - 3325) , Ginox - UAE (07 2444567), Ramadi Kitchen Dubai (04 884 0555) or CCE (Commercial Catering Equipment Dubai) 050476 2200 info@ccedubai.com , Quality Fabrication - UAE (info@qualitygrp.net ), Dolphin Kitchens (dolphin.kitchens@yahoo.com).Al heloul al Haditha |  | No alternative manufacturer for this custom fabricated item | Bk2 p18 | Vapour Hood - 1500 cu mtrs per hour exhaust * | Vapour Hood - 1500 Cu Mtrs Per Hour Exhaust * | area+ref
Book 2 | Level 08 - Banquet Washing Area | BWA 14 | 1 | 1 | yes | 1.00 | Equipment | CTR SL | Winterhalter | Winterhalter( www.winterhalter.ae ). C.O.O. Germany | Meiko, Hobart Germany | Meiko ( www.meikome.com ), Hobart Germany | Bk2 p19 | Two Tank Rack Conveyor Dishwasher w/ Pre-cleaning Tank, Wash & Dual Rinse Section - up to 160 racks/h | Two Tank Rack Conveyor Dishwasher W/ Pre - Cleaning Tank, Wash & Dual Rinse Section - Up To 160 Racks/H | area+ref
Book 2 | Level 08 - Banquet Washing Area | BWA 14A | 1 | 1 | yes | 1.00 | Equipment | Riva8 | Pentair | Pentair ( www.foodservice.pentair.com/www.fendtech.ae ). C.O.O. EU | Culligan, So - Safe | Culligan( www.culligan.com ), So - Safe ( www.sosafe.com ) | Bk2 p20 | Filter/Softening System For Single Rack Dishwasher | Filter/Softening System For Single Rack Dishwasher | area+ref
Book 2 | Level 08 - Banquet Washing Area | BWA 15 | 1 | 1 | yes | 1.00 | Custom Fabrication |  | Prisma SPA, Rhine Kitchen - UAE, Pilsa SA, Al Barq - Shaleej, Emainox - Filippo, Rabadh - EMAN, Ascobloc - Maik - steel - furniture, Sprint Qatar - Essam - qatar.com/, Wolf Qatar - Tony, Euro Trade Bahrain - Vassily, Masria Egypt, Ginox - UAE, Ramadi Kitchen Dubai or CCE, Quality Fabrication - UAE, Dolphin Kitchens .Al heloul al Haditha | Prisma SPA (+41 78677 6468), Rhine Kitchen - UAE (06 5326098), Pilsa SA (Pilsa.com), Al Barq - Shaleej +971547920080 http://www.albarqkitchen.com/ , Emainox - Filippo +971 56 653 3433 https://emainox.it/ , Rabadh - EMAN +966 53 871 1366 https://rabadh.com/ , Ascobloc - Maik +49 172 205 5539 https://www.ascobloc.de/en/download/stainless - steel - furniture , Sprint Qatar - Essam +974 5586 7619 https://www.sprint - qatar.com/ , Wolf Qatar - Tony +974 4444 2295, Euro Trade Bahrain - Vassily +97339911287 https://ecegroups.com/ , Masria Egypt (0020 202 - 4610 - 3325) , Ginox - UAE (07 2444567), Ramadi Kitchen Dubai (04 884 0555) or CCE (Commercial Catering Equipment Dubai) 050476 2200 info@ccedubai.com , Quality Fabrication - UAE (info@qualitygrp.net ), Dolphin Kitchens (dolphin.kitchens@yahoo.com).Al heloul al Haditha |  | No alternative manufacturer for this custom fabricated item | Bk2 p21 | Roller Exit Table | Roller Exit Table | area+ref
Book 2 | Level 08 - Banquet Washing Area | BWA 16 | 1 | 1 | yes | 1.00 | Equipment | 806 051 | Tournus | Tournus ( www.tournus.com ). C.O.O. France | Hupfer, Rieber .co.uk) | Hupfer ( www.hupfer.de ), Rieber ( www.bglrieber.co.uk ) (www.bglRieber (www.bglrieber.co.uk).co.uk) | Bk2 p22 | Mobile Container 140 Ltrs | Mobile Container 140 Ltrs | area+ref
Book 2 | Level 08 - Banquet Washing Area | BWA 17 | 1 | 1 | yes | 1.00 | Custom Fabrication |  | Prisma SPA, Rhine Kitchen - UAE, Pilsa SA, Al Barq - Shaleej, Emainox - Filippo, Rabadh - EMAN, Ascobloc - Maik - steel - furniture, Sprint Qatar - Essam - qatar.com/, Wolf Qatar - Tony, Euro Trade Bahrain - Vassily, Masria Egypt, Ginox - UAE, Ramadi Kitchen Dubai or CCE, Quality Fabrication - UAE, Dolphin Kitchens .Al heloul al Haditha | Prisma SPA (+41 78677 6468), Rhine Kitchen - UAE (06 5326098), Pilsa SA (Pilsa.com), Al Barq - Shaleej +971547920080 http://www.albarqkitchen.com/ , Emainox - Filippo +971 56 653 3433 https://emainox.it/ , Rabadh - EMAN +966 53 871 1366 https://rabadh.com/ , Ascobloc - Maik +49 172 205 5539 https://www.ascobloc.de/en/download/stainless - steel - furniture , Sprint Qatar - Essam +974 5586 7619 https://www.sprint - qatar.com/ , Wolf Qatar - Tony +974 4444 2295, Euro Trade Bahrain - Vassily +97339911287 https://ecegroups.com/ , Masria Egypt (0020 202 - 4610 - 3325) , Ginox - UAE (07 2444567), Ramadi Kitchen Dubai (04 884 0555) or CCE (Commercial Catering Equipment Dubai) 050476 2200 info@ccedubai.com , Quality Fabrication - UAE (info@qualitygrp.net ), Dolphin Kitchens (dolphin.kitchens@yahoo.com).Al heloul al Haditha |  | No alternative manufacturer for this custom fabricated item | Bk2 p23 | Triple bowl sink, twin drainer - 80 cm deep _Shape As Plan* | Triple Bowl Sink, Twin Drainer - 80 Cm Deep _Shape As Plan* | area+ref
Book 2 | Level 08 - Banquet Washing Area | BWA 17a | 1 | 1 | yes | 1.00 | Equipment | Various (B - 0114 - 01B - WH4 + B - 3950 - 01) | T&S Brass | T&S Brass ( www.tsbrass.com ). C.O.O. USA. | Klarco, Kraus | Klarco ( www.klarco.com ), Kraus( www.krausproducts.com ) | Bk2 p24 | Faucet and other Attachments -Spray Faucet | Faucet And Other Attachments - Spray Faucet | area+ref
Book 2 | Level 08 - Banquet Washing Area | BWA 18 | 1 | 1 | yes | 1.00 | Custom Fabrication |  | Prisma SPA, Rhine Kitchen - UAE, Pilsa SA, Al Barq - Shaleej, Emainox - Filippo, Rabadh - EMAN, Ascobloc - Maik - steel - furniture, Sprint Qatar - Essam - qatar.com/, Wolf Qatar - Tony, Euro Trade Bahrain - Vassily, Masria Egypt, Ginox - UAE, Ramadi Kitchen Dubai or CCE, Quality Fabrication - UAE, Dolphin Kitchens .Al heloul al Haditha | Prisma SPA (+41 78677 6468), Rhine Kitchen - UAE (06 5326098), Pilsa SA (Pilsa.com), Al Barq - Shaleej +971547920080 http://www.albarqkitchen.com/ , Emainox - Filippo +971 56 653 3433 https://emainox.it/ , Rabadh - EMAN +966 53 871 1366 https://rabadh.com/ , Ascobloc - Maik +49 172 205 5539 https://www.ascobloc.de/en/download/stainless - steel - furniture , Sprint Qatar - Essam +974 5586 7619 https://www.sprint - qatar.com/ , Wolf Qatar - Tony +974 4444 2295, Euro Trade Bahrain - Vassily +97339911287 https://ecegroups.com/ , Masria Egypt (0020 202 - 4610 - 3325) , Ginox - UAE (07 2444567), Ramadi Kitchen Dubai (04 884 0555) or CCE (Commercial Catering Equipment Dubai) 050476 2200 info@ccedubai.com , Quality Fabrication - UAE (info@qualitygrp.net ), Dolphin Kitchens (dolphin.kitchens@yahoo.com).Al heloul al Haditha |  | No alternative manufacturer for this custom fabricated item | Bk2 p25 | Vapour Hood - 3000 cu mtrs per hour exhaust * | Vapour Hood - 3000 Cu Mtrs Per Hour Exhaust * | area+ref
Book 2 | Level 08 - Banquet Washing Area | BWA 19 | 1 | 1 | yes | 1.00 | Equipment | DSC - 1000L - 150D/OT & DSG - 300L | DSS | DSS (dannyk88@singnet.com.sg/DSS168@hotmail.com). C.O.O. China | Aco System | Aco System ( www.aco.ae ) | Bk2 p26 | Floor Channel with Odor Trap & Grating - 1050mm as per plan | Floor Channel With Odor Trap & Grating - 1050Mm As Per Plan | area+ref
Book 2 | Level 08 - Banquet Washing Area | BWA 20 | 1 | 1 | yes | 1.00 | Equipment | 806 382 | Tournus | Tournus ( www.tournus.com ). C.O.O. France | DSS, Sofinor, Eagle Group, Mechline | DSS (dss - products.com), Sofinor ( www.sofinor.com ), Eagle Group ( www.eaglegrp.com ), Mechline ( www.mechline.com ) | Bk2 p27 | Cantilevered wash hand basin - knee control | Cantilevered Wash Hand Basin - Knee Control | area+ref
Book 2 | Level 08 - Banquet Washing Area | BWA 21 | 1 | 1 | yes | 1.00 | Equipment | F1916 - VSCS | Eagle group | Eagle group ( www.eaglegrp.com ). C.O.O. U.S.A. | B.Pro( - solutions.com, Custom | B.Pro( www.bpro - solutions.com , Custom | Bk2 p28 | Mop Sink Storage Cabinet | Mop Sink Storage Cabinet | area+ref
Book 2 | Level 08 - Banquet Washing Area | BWA 22 | 20 | 20 | yes | 1.00 | Equipment | ADCSC | Cambro | Cambro( www.cambro.com),(webmaster@cambro.com ). C.O.O. U.S.A. | Carlisle, Metro | Carlisle ( www.carlislefsp.com ), Metro ( www.metro.com ) | Bk2 p29 | Plate Transport Dish Caddy | Plate Transport Dish Caddy | area+ref
Book 2 | Level 08 - Banquet Washing Area | BWA 23 | 7 | 7 | yes | 1.00 | Custom Fabrication |  | Prisma SPA, Rhine Kitchen - UAE, Pilsa SA, Al Barq - Shaleej, Emainox - Filippo, Rabadh - EMAN, Ascobloc - Maik - steel - furniture, Sprint Qatar - Essam - qatar.com/, Wolf Qatar - Tony, Euro Trade Bahrain - Vassily, Masria Egypt, Ginox - UAE, Ramadi Kitchen Dubai or CCE, Quality Fabrication - UAE, Dolphin Kitchens .Al heloul al Haditha | Prisma SPA (+41 78677 6468), Rhine Kitchen - UAE (06 5326098), Pilsa SA (Pilsa.com), Al Barq - Shaleej +971547920080 http://www.albarqkitchen.com/ , Emainox - Filippo +971 56 653 3433 https://emainox.it/ , Rabadh - EMAN +966 53 871 1366 https://rabadh.com/ , Ascobloc - Maik +49 172 205 5539 https://www.ascobloc.de/en/download/stainless - steel - furniture , Sprint Qatar - Essam +974 5586 7619 https://www.sprint - qatar.com/ , Wolf Qatar - Tony +974 4444 2295, Euro Trade Bahrain - Vassily +97339911287 https://ecegroups.com/ , Masria Egypt (0020 202 - 4610 - 3325) , Ginox - UAE (07 2444567), Ramadi Kitchen Dubai (04 884 0555) or CCE (Commercial Catering Equipment Dubai) 050476 2200 info@ccedubai.com , Quality Fabrication - UAE (info@qualitygrp.net ), Dolphin Kitchens (dolphin.kitchens@yahoo.com).Al heloul al Haditha |  | No alternative manufacturer for this custom fabricated item | Bk2 p30 | Custom Mobile Stainless Steel Trolly for transport Bulk Silver Utensils * | Custom Mobile Stainless Steel Trolly For Transport Bulk Silver Utensils * | area+ref
Book 2 | Level 08 - Banquet Washing Area | BWA 24 | 2 | 2 | yes | 1.00 | Custom Fabrication |  | Prisma SPA, Rhine Kitchen - UAE, Pilsa SA, Al Barq - Shaleej, Emainox - Filippo, Rabadh - EMAN, Ascobloc - Maik - steel - furniture, Sprint Qatar - Essam - qatar.com/, Wolf Qatar - Tony, Euro Trade Bahrain - Vassily, Masria Egypt, Ginox - UAE, Ramadi Kitchen Dubai or CCE, Quality Fabrication - UAE, Dolphin Kitchens .Al heloul al Haditha | Prisma SPA (+41 78677 6468), Rhine Kitchen - UAE (06 5326098), Pilsa SA (Pilsa.com), Al Barq - Shaleej +971547920080 http://www.albarqkitchen.com/ , Emainox - Filippo +971 56 653 3433 https://emainox.it/ , Rabadh - EMAN +966 53 871 1366 https://rabadh.com/ , Ascobloc - Maik +49 172 205 5539 https://www.ascobloc.de/en/download/stainless - steel - furniture , Sprint Qatar - Essam +974 5586 7619 https://www.sprint - qatar.com/ , Wolf Qatar - Tony +974 4444 2295, Euro Trade Bahrain - Vassily +97339911287 https://ecegroups.com/ , Masria Egypt (0020 202 - 4610 - 3325) , Ginox - UAE (07 2444567), Ramadi Kitchen Dubai (04 884 0555) or CCE (Commercial Catering Equipment Dubai) 050476 2200 info@ccedubai.com , Quality Fabrication - UAE (info@qualitygrp.net ), Dolphin Kitchens (dolphin.kitchens@yahoo.com).Al heloul al Haditha |  | No alternative manufacturer for this custom fabricated item | Bk2 p31 | Lockable Upright Cabinet * | Lockable Upright Cabinet * | area+ref
Book 2 | Level 08 - Banquet Washing Area | BWA 25 | 10 | 10 | yes | 1.00 | Equipment | CDR2020H | Cambro | Cambro( www.cambro.com),(webmaster@cambro.com ). C.O.O. U.S.A. | Carlisle, Metro | Carlisle ( www.carlislefsp.com ), Metro ( www.metro.com ) | Bk2 p32 | Cam Dollies Dish Rack w/ Handle | Cam Dollies Dish Rack W/ Handle | area+ref
Book 2 | Level 08 - Banquet Washing Area | BWA 26 | 1 | 1 | yes | 1.00 | Custom Fabrication |  | Prisma SPA, Rhine Kitchen - UAE, Pilsa SA, Al Barq - Shaleej, Emainox - Filippo, Rabadh - EMAN, Ascobloc - Maik - steel - furniture, Sprint Qatar - Essam - qatar.com/, Wolf Qatar - Tony, Euro Trade Bahrain - Vassily, Masria Egypt, Ginox - UAE, Ramadi Kitchen Dubai or CCE, Quality Fabrication - UAE, Dolphin Kitchens .Al heloul al Haditha | Prisma SPA (+41 78677 6468), Rhine Kitchen - UAE (06 5326098), Pilsa SA (Pilsa.com), Al Barq - Shaleej +971547920080 http://www.albarqkitchen.com/ , Emainox - Filippo +971 56 653 3433 https://emainox.it/ , Rabadh - EMAN +966 53 871 1366 https://rabadh.com/ , Ascobloc - Maik +49 172 205 5539 https://www.ascobloc.de/en/download/stainless - steel - furniture , Sprint Qatar - Essam +974 5586 7619 https://www.sprint - qatar.com/ , Wolf Qatar - Tony +974 4444 2295, Euro Trade Bahrain - Vassily +97339911287 https://ecegroups.com/ , Masria Egypt (0020 202 - 4610 - 3325) , Ginox - UAE (07 2444567), Ramadi Kitchen Dubai (04 884 0555) or CCE (Commercial Catering Equipment Dubai) 050476 2200 info@ccedubai.com , Quality Fabrication - UAE (info@qualitygrp.net ), Dolphin Kitchens (dolphin.kitchens@yahoo.com).Al heloul al Haditha |  | No alternative manufacturer for this custom fabricated item | Bk2 p33 | Overhead Wash Rack Holder * | Overhead Wash Rack Holder * | area+ref
Book 2 | Level 08 - Banquet Washing Area | BWA 27 | 1 | 1 | yes | 1.00 | Equipment | 1883552 (Streamline) | Rubbermaid | Rubbermaid( www.rubbermaid.com ). C.O.O. U.S.A. | Carlisle, Green Revolution, Cosmoplast | Carlisle ( www.carlislefsp.com ), Green Revolution ( www.green - revolution.in ), Cosmoplast ( www.cosmoplast.com ) | Bk2 p34 | Mobile Waste Bin Slim Jim Step-On (Beige color) | Mobile Waste Bin Slim Jim Step - On (Beige Color) | area+ref
Book 2 | Level 08 - Banquet Beverage Support | BVE 1 | 1 | 1 | yes | 1.00 | Equipment | DSC - 300S - 150D/OT & DSG - 300S | DSS | DSS (dannyk88@singnet.com.sg/DSS168@hotmail.com). C.O.O. China | Aco System | Aco System ( www.aco.ae ) | Bk2 p35 | Floor Channel with Odor Trap & Grating - 350mm as per plan | Floor Channel With Odor Trap & Grating - 350Mm As Per Plan | area+ref
Book 2 | Level 08 - Banquet Beverage Support | BVE 2 | 1 | 1 | yes | 1.00 | Equipment |  | Insectocutor | Insectocutor ( www.pelsis.com , hygieneproducts@tte.ae ) | Branderburg, Johnson Group | Branderburg ( www.b - one.com ), Johnson Group ( www.johnson - group.com.hk ) | Bk2 p36 | Fly Killer - 100m2 Room Coverage _To Suit Site | Fly Killer - 100M2 Room Coverage _To Suit Site | area+ref
Book 2 | Level 08 - Banquet Beverage Support | BVE 3 | 1 | 1 | yes | 1.00 | Equipment |  | Infrico | Infrico ( www.infrico.com ) | Williams, Destar | Williams ( www.williams - refrigeration.co.uk)(sales@williamsdubai.ae , GINOX ( www.ginoxgroup.com ), Destar ( www.destar - refrigeration.com ) | Bk2 p37 | Upright Slimline Refrigerator - 1 Glass Door 1/1 - 325L | Upright Slimline Refrigerator - 1 Glass Door 1/1 - 325L | area+ref
Book 2 | Level 08 - Banquet Beverage Support | BVE 4 | 2 | 2 | yes | 1.00 | Custom Fabrication |  | Prisma SPA, Rhine Kitchen - UAE, Pilsa SA, Al Barq - Shaleej, Emainox - Filippo, Rabadh - EMAN, Ascobloc - Maik - steel - furniture, Sprint Qatar - Essam - qatar.com/, Wolf Qatar - Tony, Euro Trade Bahrain - Vassily, Masria Egypt, Ginox - UAE, Ramadi Kitchen Dubai or CCE, Quality Fabrication - UAE, Dolphin Kitchens .Al heloul al Haditha | Prisma SPA (+41 78677 6468), Rhine Kitchen - UAE (06 5326098), Pilsa SA (Pilsa.com), Al Barq - Shaleej +971547920080 http://www.albarqkitchen.com/ , Emainox - Filippo +971 56 653 3433 https://emainox.it/ , Rabadh - EMAN +966 53 871 1366 https://rabadh.com/ , Ascobloc - Maik +49 172 205 5539 https://www.ascobloc.de/en/download/stainless - steel - furniture , Sprint Qatar - Essam +974 5586 7619 https://www.sprint - qatar.com/ , Wolf Qatar - Tony +974 4444 2295, Euro Trade Bahrain - Vassily +97339911287 https://ecegroups.com/ , Masria Egypt (0020 202 - 4610 - 3325) , Ginox - UAE (07 2444567), Ramadi Kitchen Dubai (04 884 0555) or CCE (Commercial Catering Equipment Dubai) 050476 2200 info@ccedubai.com , Quality Fabrication - UAE (info@qualitygrp.net ), Dolphin Kitchens (dolphin.kitchens@yahoo.com).Al heloul al Haditha |  | No alternative manufacturer for this custom fabricated item | Bk2 p38 | Twin Open Wall Shelf * | Twin Open Wall Shelf * | area+ref
Book 2 | Level 08 - Banquet Beverage Support | BVE 5 | 1 | 1 | yes | 1.00 | Equipment | IM - 45CNE(SA) | Hoshizaki | Hoshizaki( www.hoshizaki.ae ). C.O.O. UK | Scotsman, Ice - O - Matic, Manitowoc | Scotsman( www.scotsman - ice.com ), Ice - O - Matic ( www.iceomatic.com ), Manitowoc( www.manitowocice.com ) | Bk2 p39 | Self Contained Ice Cuber 41 kg/day w/ 15kg Bin -Air Cooled | Self Contained Ice Cuber 41 Kg/Day W/ 15Kg Bin - Air Cooled | area+ref
Book 2 | Level 08 - Banquet Beverage Support | BVE 5a | 1 | 1 | yes | 1.00 | Equipment | Insurice Single - i2000² System | Everpure | Everpure (www.fendtech.ae/sales@fendtech.ae). C.O.O. USA | Culligan, So - Safe | Culligan( www.culligan.com ), So - Safe ( www.sosafe.com ) | Bk2 p40 | Filter System For Under Counter Ice Production Machines | Filter System For Under Counter Ice Production Machines | area+ref
Book 2 | Level 08 - Banquet Beverage Support | BVE 6 | 1 | 1 | yes | 1.00 | Equipment | Multifruit | Zumex | Zumex ( www.zumex.com ). C.O.O. France | AJC, Santos, Hamilton beach | AJC, Santos ( www.santos.fr ), Hamilton beach ( www.hamiltonbeach.com ) | Bk2 p41 | Automatic Multifruit Juicer | Automatic Multifruit Juicer | area+ref
Book 2 | Level 08 - Banquet Beverage Support | BVE 7 | 1 | 1 | yes | 1.00 | Equipment | 1883552 (Streamline) | Rubbermaid | Rubbermaid( www.rubbermaid.com ). C.O.O. U.S.A. | Carlisle, Green Revolution, Cosmoplast | Carlisle ( www.carlislefsp.com ), Green Revolution ( www.green - revolution.in ), Cosmoplast ( www.cosmoplast.com ) | Bk2 p42 | Mobile Waste Bin Slim Jim Step-On (Beige color) | Mobile Waste Bin Slim Jim Step - On (Beige Color) | area+ref
Book 2 | Level 08 - Banquet Beverage Support | BVE 8 | 1 | 1 | yes | 1.00 | Custom Fabrication |  | Prisma SPA, Rhine Kitchen - UAE, Pilsa SA, Al Barq - Shaleej, Emainox - Filippo, Rabadh - EMAN, Ascobloc - Maik - steel - furniture, Sprint Qatar - Essam - qatar.com/, Wolf Qatar - Tony, Euro Trade Bahrain - Vassily, Masria Egypt, Ginox - UAE, Ramadi Kitchen Dubai or CCE, Quality Fabrication - UAE, Dolphin Kitchens .Al heloul al Haditha | Prisma SPA (+41 78677 6468), Rhine Kitchen - UAE (06 5326098), Pilsa SA (Pilsa.com), Al Barq - Shaleej +971547920080 http://www.albarqkitchen.com/ , Emainox - Filippo +971 56 653 3433 https://emainox.it/ , Rabadh - EMAN +966 53 871 1366 https://rabadh.com/ , Ascobloc - Maik +49 172 205 5539 https://www.ascobloc.de/en/download/stainless - steel - furniture , Sprint Qatar - Essam +974 5586 7619 https://www.sprint - qatar.com/ , Wolf Qatar - Tony +974 4444 2295, Euro Trade Bahrain - Vassily +97339911287 https://ecegroups.com/ , Masria Egypt (0020 202 - 4610 - 3325) , Ginox - UAE (07 2444567), Ramadi Kitchen Dubai (04 884 0555) or CCE (Commercial Catering Equipment Dubai) 050476 2200 info@ccedubai.com , Quality Fabrication - UAE (info@qualitygrp.net ), Dolphin Kitchens (dolphin.kitchens@yahoo.com).Al heloul al Haditha |  | No alternative manufacturer for this custom fabricated item | Bk2 p43 | Table - Wall Type with inset wash hand basin (pull out bin beneath), inset sink, undershelf and integral angle ledge unit. 2mm top with cuprack storage* | Table - Wall Type With Inset Wash Hand Basin (Pull Out Bin Beneath), Inset Sink, Undershelf And Integral Angle Ledge Unit. 2Mm Top With Cuprack Storage* | area+ref
Book 2 | Level 08 - Banquet Beverage Support | BVE 8a | 1 | 1 | yes | 1.00 | Equipment | Various (EC - 3142 - VF05 + B - 0226 - V15 - WH4 + B - 3950 - 01) | T&S Brass | T&S Brass ( www.tsbrass.com ). C.O.O. USA. | Klarco, Kraus | Klarco ( www.klarco.com ), Kraus( www.krausproducts.com ) | Bk2 p44 | Faucet and other Attachments - Preparation Table | Faucet And Other Attachments - Preparation Table | area+ref
Book 2 | Level 08 - Banquet Beverage Support | BVE 9 | 2 | 2 | yes | 1.00 | Equipment |  | Infrico | Infrico ( www.infrico.com ) | Williams, Destar | Williams ( www.williams - refrigeration.co.uk)(sales@williamsdubai.ae , GINOX ( www.ginoxgroup.com ), Destar ( www.destar - refrigeration.com ) | Bk2 p45 | Undercounter Refrigerator 1 Solid Door - 150L | Undercounter Refrigerator 1 Solid Door - 150L | area+ref
Book 2 | Level 08 - Banquet Beverage Support | BVE 10 | 1 | 1 | yes | 1.00 | Custom Fabrication |  | Prisma SPA, Rhine Kitchen - UAE, Pilsa SA, Al Barq - Shaleej, Emainox - Filippo, Rabadh - EMAN, Ascobloc - Maik - steel - furniture, Sprint Qatar - Essam - qatar.com/, Wolf Qatar - Tony, Euro Trade Bahrain - Vassily, Masria Egypt, Ginox - UAE, Ramadi Kitchen Dubai or CCE, Quality Fabrication - UAE, Dolphin Kitchens .Al heloul al Haditha | Prisma SPA (+41 78677 6468), Rhine Kitchen - UAE (06 5326098), Pilsa SA (Pilsa.com), Al Barq - Shaleej +971547920080 http://www.albarqkitchen.com/ , Emainox - Filippo +971 56 653 3433 https://emainox.it/ , Rabadh - EMAN +966 53 871 1366 https://rabadh.com/ , Ascobloc - Maik +49 172 205 5539 https://www.ascobloc.de/en/download/stainless - steel - furniture , Sprint Qatar - Essam +974 5586 7619 https://www.sprint - qatar.com/ , Wolf Qatar - Tony +974 4444 2295, Euro Trade Bahrain - Vassily +97339911287 https://ecegroups.com/ , Masria Egypt (0020 202 - 4610 - 3325) , Ginox - UAE (07 2444567), Ramadi Kitchen Dubai (04 884 0555) or CCE (Commercial Catering Equipment Dubai) 050476 2200 info@ccedubai.com , Quality Fabrication - UAE (info@qualitygrp.net ), Dolphin Kitchens (dolphin.kitchens@yahoo.com).Al heloul al Haditha |  | No alternative manufacturer for this custom fabricated item | Bk2 p46 | Cocktail Unit Ice well adjacent to chopping area with waste chute and pull out bin, next to sink with blender station . * | Cocktail Unit Ice Well Adjacent To Chopping Area With Waste Chute And Pull Out Bin, Next To Sink With Blender Station . * | area+ref
Book 2 | Level 08 - Banquet Beverage Support | BVE 11 | 1 | 1 | yes | 1.00 | Equipment | Connoisseur 825 | Blendtec | Blendtec ( www.muddle - me.com/www.blendtec.com ). C.O.O. USA | Hamilton Beach, Vitamix | Hamilton Beach (www.commercial.hamiltonbeach.com),Vitamix ( www.vitamix.com ) | Bk2 p47 | Commercial Blender with Sound Enclosure - 2.1 Ltr/Jar | Commercial Blender With Sound Enclosure - 2.1 Ltr/Jar | area+ref
Book 2 | Level 08 - Banquet Beverage Support | BVE 12 | 2 | 2 | yes | 1.00 | Custom Fabrication |  | Prisma SPA, Rhine Kitchen - UAE, Pilsa SA, Al Barq - Shaleej, Emainox - Filippo, Rabadh - EMAN, Ascobloc - Maik - steel - furniture, Sprint Qatar - Essam - qatar.com/, Wolf Qatar - Tony, Euro Trade Bahrain - Vassily, Masria Egypt, Ginox - UAE, Ramadi Kitchen Dubai or CCE, Quality Fabrication - UAE, Dolphin Kitchens .Al heloul al Haditha | Prisma SPA (+41 78677 6468), Rhine Kitchen - UAE (06 5326098), Pilsa SA (Pilsa.com), Al Barq - Shaleej +971547920080 http://www.albarqkitchen.com/ , Emainox - Filippo +971 56 653 3433 https://emainox.it/ , Rabadh - EMAN +966 53 871 1366 https://rabadh.com/ , Ascobloc - Maik +49 172 205 5539 https://www.ascobloc.de/en/download/stainless - steel - furniture , Sprint Qatar - Essam +974 5586 7619 https://www.sprint - qatar.com/ , Wolf Qatar - Tony +974 4444 2295, Euro Trade Bahrain - Vassily +97339911287 https://ecegroups.com/ , Masria Egypt (0020 202 - 4610 - 3325) , Ginox - UAE (07 2444567), Ramadi Kitchen Dubai (04 884 0555) or CCE (Commercial Catering Equipment Dubai) 050476 2200 info@ccedubai.com , Quality Fabrication - UAE (info@qualitygrp.net ), Dolphin Kitchens (dolphin.kitchens@yahoo.com).Al heloul al Haditha |  | No alternative manufacturer for this custom fabricated item | Bk2 p48 | Table - Wall Type with undershelf 2mm top * | Table - Wall Type With Undershelf 2Mm Top * | area+ref
Book 2 | Level 08 - Banquet Beverage Support | BVE 13 | 1 | 1 | yes | 1.00 | Custom Fabrication |  | Prisma SPA, Rhine Kitchen - UAE, Pilsa SA, Al Barq - Shaleej, Emainox - Filippo, Rabadh - EMAN, Ascobloc - Maik - steel - furniture, Sprint Qatar - Essam - qatar.com/, Wolf Qatar - Tony, Euro Trade Bahrain - Vassily, Masria Egypt, Ginox - UAE, Ramadi Kitchen Dubai or CCE, Quality Fabrication - UAE, Dolphin Kitchens .Al heloul al Haditha | Prisma SPA (+41 78677 6468), Rhine Kitchen - UAE (06 5326098), Pilsa SA (Pilsa.com), Al Barq - Shaleej +971547920080 http://www.albarqkitchen.com/ , Emainox - Filippo +971 56 653 3433 https://emainox.it/ , Rabadh - EMAN +966 53 871 1366 https://rabadh.com/ , Ascobloc - Maik +49 172 205 5539 https://www.ascobloc.de/en/download/stainless - steel - furniture , Sprint Qatar - Essam +974 5586 7619 https://www.sprint - qatar.com/ , Wolf Qatar - Tony +974 4444 2295, Euro Trade Bahrain - Vassily +97339911287 https://ecegroups.com/ , Masria Egypt (0020 202 - 4610 - 3325) , Ginox - UAE (07 2444567), Ramadi Kitchen Dubai (04 884 0555) or CCE (Commercial Catering Equipment Dubai) 050476 2200 info@ccedubai.com , Quality Fabrication - UAE (info@qualitygrp.net ), Dolphin Kitchens (dolphin.kitchens@yahoo.com).Al heloul al Haditha |  | No alternative manufacturer for this custom fabricated item | Bk2 p49 | Shelf over Hatch Opening and Hatch Cladding to sides and top. * | Shelf Over Hatch Opening And Hatch Cladding To Sides And Top. * | area+ref
Book 2 | Level 08 - Banquet Beverage Support | BVE 14 | 1 | 1 | yes | 1.00 | Equipment | Slim Jim 3541 | Rubbermaid | Rubbermaid( www.rubbermaid.com ). C.O.O. U.S.A. | Cambro, Trolly and Bin | Cambro ( www.cambro.com ), Trolly and Bin ( www.trollyandbin.co.za ) | Bk2 p50 | SlimJim Bottle Bin with handles, Lid and Trolley | Slimjim Bottle Bin With Handles, Lid And Trolley | area+ref
Book 2 | Level 08 - Banquet Beverage Support | BVE 15 | 1 | 1 | yes | 1.00 | Equipment |  | DESMON | DESMON ( www.desmon.com.cn/ sales@desmon.com.cn ) | TSSC, TCTI | TSSC (Sharjah) ( www.tsscgroup.com ), TCTI ( www.tcti.net ) | Bk2 p51 | Cold Room Water Chilled _For Beverage Chiller 5 Sq Mtr | Cold Room Water Chilled _For Beverage Chiller 5 Sq Mtr | area+ref
Book 2 | Level 08 - Banquet Beverage Support | BVE 16 | 3 | 3 | yes | 1.00 | Equipment |  | Hupfer | Hupfer ( www.hupfer.de ) | DSS, Metro, Tournus, Tonon | DSS ( www.dss - products.com / dannyk88@singnet.com.sg ), Metro ( www.intermetro.com ), Tournus ( www.tournus.com ), Tonon ( www.tonon.com ) | Bk2 p52 | Anodized Aluminium Slatted 4 Tier Rack | Anodized Aluminium Slatted 4 Tier Rack | area+ref
Book 2 | Level 08 - Banquet Beverage Support | BVE 18 | 1 | 1 | yes | 1.00 | Equipment | Café Turkish | Boncafe | Boncafe( www.boncafeme.ae ). C.O.O. UAE | OKYAY | OKYAY ( www.okyayltd.com.tr ) | Bk2 p54 | Automatic Turkish Coffee maker - 2 x 2 cup capacity | Automatic Turkish Coffee Maker - 2 X 2 Cup Capacity | area+ref
Book 2 | Level 08 - Banquet Beverage Support | BVE 19 | 1 | 1 | yes | 1.00 | Equipment |  | YPT | YPT ( www.ypt.com.hk ) | elite Flame, Burco | elite Flame (www.info@szmark.cn),Burco ( https://www.burco.co.uk/ ) | Bk2 p55 | Instantaneous Heated Water Boiler - 30Lt. | Instantaneous Heated Water Boiler - 30Lt. | area+ref
Book 2 | Level 08 - Banquet Beverage Support | BVE 19a | 1 | 1 | yes | 1.00 | Equipment | QL3i - MH System | Everpure | Everpure (www.fendtech.ae/sales@fendtech.ae). C.O.O. USA | Culligan, So - Safe | Culligan( www.culligan.com ), So - Safe ( www.sosafe.com ) | Bk2 p56 | Filter System For Water Boiler | Filter System For Water Boiler | area+ref
Book 2 | Level 08 - Banquet Beverage Support | BVE 20 | 1 | 1 | yes | 1.00 | Equipment |  | conti | conti ( www.conti - expresso.com ) | La Cimbali, 'Faema | La Cimbali ( www.cimbali.com ), 'Faema ( www.faema.com ) | Bk2 p57 | Fully Automatic Coffee Machine Steam & Cappuccino with Refrigeration unit and Cup Warmer | Fully Automatic Coffee Machine Steam & Cappuccino With Refrigeration Unit And Cup Warmer | area+ref
Book 2 | Level 08 - Banquet Beverage Support | BVE 20a | 1 | 1 | yes | 1.00 | Equipment | CLARIS system M | Everpure | Everpure (www.fendtech.ae/sales@fendtech.ae). C.O.O. USA | Culligan, So - Safe | Culligan( www.culligan.com ), So - Safe ( www.sosafe.com ) | Bk2 p58 | Filter system for espresso machines | Filter System For Espresso Machines | area+ref
Book 2 | Level 08 - Banquet Beverage Support | BVE 21 | 1 | 1 | yes | 1.00 | Equipment | Custom | DSS | DSS (dannyk88@singnet.com.sg/DSS168@hotmail.com). C.O.O. China | Aco System | Aco System ( www.aco.ae ) | Bk2 p59 | Floor Channel with Odor Trap & Grating - 450mmx350mm as per plan | Floor Channel With Odor Trap & Grating - 450Mmx350Mm As Per Plan | area+ref
Book 2 | Level 08 - Banquet Beverage Support | BBS 1 | 2 | 2 | yes | 1.00 | Equipment | DSC - 300S - 150D/OT & DSG - 300S | DSS | DSS (dannyk88@singnet.com.sg/DSS168@hotmail.com). C.O.O. China | Aco System | Aco System ( www.aco.ae ) | Bk2 p60 | Floor Channel with Odor Trap & Grating - 350mm as per plan | Floor Channel With Odor Trap & Grating - 350Mm As Per Plan | area+ref
Book 2 | Level 08 - Banquet Beverage Support | BBS 2 | 1 | 1 | yes | 1.00 | Equipment | 806 382 | Tournus | Tournus ( www.tournus.com ). C.O.O. France | DSS, Sofinor, Eagle Group, Mechline | DSS (dss - products.com), Sofinor ( www.sofinor.com ), Eagle Group ( www.eaglegrp.com ), Mechline ( www.mechline.com ) | Bk2 p61 | Cantilevered wash hand basin - knee control | Cantilevered Wash Hand Basin - Knee Control | area+ref
Book 2 | Level 08 - Banquet Beverage Support | BBS 3 | 1 | 1 | yes | 1.00 | Equipment |  | Insectocutor | Insectocutor ( www.pelsis.com , hygieneproducts@tte.ae ) | Branderburg, Johnson Group | Branderburg ( www.b - one.com ), Johnson Group ( www.johnson - group.com.hk ) | Bk2 p62 | Fly Killer - 100m2 Room Coverage _To Suit Site | Fly Killer - 100M2 Room Coverage _To Suit Site | area+ref
Book 2 | Level 08 - Banquet Beverage Support | BBS 4 | 1 | 1 | yes | 1.00 | Equipment | 2620 | Rubbermaid | Rubbermaid( www.rubbermaid.com ). C.O.O. U.S.A. | Cambro, Trolly and Bin | Cambro ( www.cambro.com ), Trolly and Bin ( www.trollyandbin.co.za ) | Bk2 p63 | Mobile Waste Bin - Brute _Undercounter | Mobile Waste Bin - Brute _Undercounter | area+ref
Book 2 | Level 08 - Banquet Beverage Support | BBS 5 | 1 | 1 | yes | 1.00 | Custom Fabrication |  | Prisma SPA, Rhine Kitchen - UAE, Pilsa SA, Al Barq - Shaleej, Emainox - Filippo, Rabadh - EMAN, Ascobloc - Maik - steel - furniture, Sprint Qatar - Essam - qatar.com/, Wolf Qatar - Tony, Euro Trade Bahrain - Vassily, Masria Egypt, Ginox - UAE, Ramadi Kitchen Dubai or CCE, Quality Fabrication - UAE, Dolphin Kitchens .Al heloul al Haditha | Prisma SPA (+41 78677 6468), Rhine Kitchen - UAE (06 5326098), Pilsa SA (Pilsa.com), Al Barq - Shaleej +971547920080 http://www.albarqkitchen.com/ , Emainox - Filippo +971 56 653 3433 https://emainox.it/ , Rabadh - EMAN +966 53 871 1366 https://rabadh.com/ , Ascobloc - Maik +49 172 205 5539 https://www.ascobloc.de/en/download/stainless - steel - furniture , Sprint Qatar - Essam +974 5586 7619 https://www.sprint - qatar.com/ , Wolf Qatar - Tony +974 4444 2295, Euro Trade Bahrain - Vassily +97339911287 https://ecegroups.com/ , Masria Egypt (0020 202 - 4610 - 3325) , Ginox - UAE (07 2444567), Ramadi Kitchen Dubai (04 884 0555) or CCE (Commercial Catering Equipment Dubai) 050476 2200 info@ccedubai.com , Quality Fabrication - UAE (info@qualitygrp.net ), Dolphin Kitchens (dolphin.kitchens@yahoo.com).Al heloul al Haditha |  | No alternative manufacturer for this custom fabricated item | Bk2 p64 | Table - Wall Type with single bowl sink, undershelf and integral angle ledge unit. 2mm top Shape as plan with cup rack storage* | Table - Wall Type With Single Bowl Sink, Undershelf And Integral Angle Ledge Unit. 2Mm Top Shape As Plan With Cup Rack Storage* | area+ref
Book 2 | Level 08 - Banquet Beverage Support | BBS 5a | 1 | 1 | yes | 1.00 | Equipment | Various (EC - 3142 - VF05 + B - 0226 - V15 - WH4 + B - 3950 - 01) | T&S Brass | T&S Brass ( www.tsbrass.com ). C.O.O. USA. | Klarco, Kraus | Klarco ( www.klarco.com ), Kraus( www.krausproducts.com ) | Bk2 p65 | Faucet and other Attachments - Preparation Table | Faucet And Other Attachments - Preparation Table | area+ref
Book 2 | Level 08 - Banquet Beverage Support | BBS 6 | 4 | 4 | yes | 1.00 | Custom Fabrication |  | Prisma SPA, Rhine Kitchen - UAE, Pilsa SA, Al Barq - Shaleej, Emainox - Filippo, Rabadh - EMAN, Ascobloc - Maik - steel - furniture, Sprint Qatar - Essam - qatar.com/, Wolf Qatar - Tony, Euro Trade Bahrain - Vassily, Masria Egypt, Ginox - UAE, Ramadi Kitchen Dubai or CCE, Quality Fabrication - UAE, Dolphin Kitchens .Al heloul al Haditha | Prisma SPA (+41 78677 6468), Rhine Kitchen - UAE (06 5326098), Pilsa SA (Pilsa.com), Al Barq - Shaleej +971547920080 http://www.albarqkitchen.com/ , Emainox - Filippo +971 56 653 3433 https://emainox.it/ , Rabadh - EMAN +966 53 871 1366 https://rabadh.com/ , Ascobloc - Maik +49 172 205 5539 https://www.ascobloc.de/en/download/stainless - steel - furniture , Sprint Qatar - Essam +974 5586 7619 https://www.sprint - qatar.com/ , Wolf Qatar - Tony +974 4444 2295, Euro Trade Bahrain - Vassily +97339911287 https://ecegroups.com/ , Masria Egypt (0020 202 - 4610 - 3325) , Ginox - UAE (07 2444567), Ramadi Kitchen Dubai (04 884 0555) or CCE (Commercial Catering Equipment Dubai) 050476 2200 info@ccedubai.com , Quality Fabrication - UAE (info@qualitygrp.net ), Dolphin Kitchens (dolphin.kitchens@yahoo.com).Al heloul al Haditha |  | No alternative manufacturer for this custom fabricated item | Bk2 p66 | Twin Open Wall Shelf * | Twin Open Wall Shelf * | area+ref
Book 2 | Level 08 - Banquet Beverage Support | BBS 7 | 1 | 1 | yes | 1.00 | Equipment |  | Zip | Zip ( www.zipwater.com ) | Billi, No MoreBottles, 'Marco | Billi ( www.billi.com.au ), No MoreBottles ( www.nomorebottles.ae ), 'Marco ( www.marcobeveragesystems.com ) | Bk2 p67 | Boiled and Chilled Water Tap with Under Counter Boiler/Refrigerated Unit for Beverages. | Boiled And Chilled Water Tap With Under Counter Boiler/Refrigerated Unit For Beverages. | area+ref
Book 2 | Level 08 - Banquet Beverage Support | BBS 7A | 1 | 1 | yes | 1.00 | Equipment | QL3i - MH System | Everpure | Everpure (www.fendtech.ae/sales@fendtech.ae). C.O.O. USA | Culligan, So - Safe | Culligan( www.culligan.com ), So - Safe ( www.sosafe.com ) | Bk2 p68 | Filter System For Water Boiler | Filter System For Water Boiler | area+ref
Book 2 | Level 08 - Banquet Beverage Support | BBS 8 | 1 | 1 | yes | 1.00 | Equipment | BKK 2113 | Boncafe | Boncafe( www.boncafeme.ae ). C.O.O. UAE | OKYAY, BEKO | OKYAY ( www.okyayltd.com.tr ), BEKO ( www.beko.com ) | Bk2 p69 | Automatic Turkish Coffee maker with Double Pot | Automatic Turkish Coffee Maker With Double Pot | area+ref
Book 2 | Level 08 - Banquet Beverage Support | BBS 9 | 1 | 1 | yes | 1.00 | Equipment |  | Infrico | Infrico ( www.infrico.com ) | Williams, Destar | Williams ( www.williams - refrigeration.co.uk)(sales@williamsdubai.ae , GINOX ( www.ginoxgroup.com ), Destar ( www.destar - refrigeration.com ) | Bk2 p70 | Undercounter Refrigerator 1 Solid Door - 150L | Undercounter Refrigerator 1 Solid Door - 150L | area+ref
Book 2 | Level 08 - Banquet Beverage Support | BBS 10 | 1 | 1 | yes | 1.00 | Equipment |  | conti | conti ( www.conti - expresso.com ) | La Cimbali, 'Faema | La Cimbali ( www.cimbali.com ), 'Faema ( www.faema.com ) | Bk2 p71 | Fully Automatic Coffee Machine Steam & Cappuccino with Refrigeration unit and Cup Warmer | Fully Automatic Coffee Machine Steam & Cappuccino With Refrigeration Unit And Cup Warmer | area+ref
Book 2 | Level 08 - Banquet Beverage Support | BBS 10a | 1 | 1 | yes | 1.00 | Equipment | CLARIS system M | Everpure | Everpure (www.fendtech.ae/sales@fendtech.ae). C.O.O. USA | Culligan, So - Safe | Culligan( www.culligan.com ), So - Safe ( www.sosafe.com ) | Bk2 p72 | Filter system for espresso machines | Filter System For Espresso Machines | area+ref
Book 2 | Level 08 - Banquet Beverage Support | BBS 11 | 1 | 1 | yes | 1.00 | Equipment |  | Bravilor | Bravilor ( www.bravilor.com ) | Fetco, Bunn | Fetco ( www.fetco.com ), Bunn ( www.bunn.com ) | Bk2 p73 | Twin Thermal Coffee Brewer | Twin Thermal Coffee Brewer | area+ref
Book 2 | Level 08 - Banquet Beverage Support | BBS 11a | 1 | 1 | yes | 1.00 | Equipment | Aurora Thermos Dispenser | Bravilor | Bravilor ( www.bravilor.com ). C.O.O. Netherlands |  | - | Bk2 p74 | Thermos Dispenser for Coffee Brewer | Thermos Dispenser For Coffee Brewer | area+ref
Book 2 | Level 08 - Banquet Beverage Support | BBS 12 | 1 | 1 | yes | 1.00 | Equipment |  | Infrico | Infrico ( www.infrico.com ) | Williams, Destar | Williams ( www.williams - refrigeration.co.uk)(sales@williamsdubai.ae , GINOX ( www.ginoxgroup.com ), Destar ( www.destar - refrigeration.com ) | Bk2 p75 | Undercounter Bottle Display Unit 2 Glass Doors - S/S Finish 193L | Undercounter Bottle Display Unit 2 Glass Doors - S/S Finish 193L | area+ref
Book 2 | Level 08 - Banquet Beverage Support | BBS 13 | 1 | 1 | yes | 1.00 | Equipment | Custom | DSS | DSS (dannyk88@singnet.com.sg/DSS168@hotmail.com). C.O.O. China | Aco System | Aco System ( www.aco.ae ) | Bk2 p76 | Floor Channel with Odor Trap & Grating - 450mmx350mm as per plan | Floor Channel With Odor Trap & Grating - 450Mmx350Mm As Per Plan | area+ref
Book 2 | Level 08 - Banquet Beverage Support | BBS 14 | 2 | 2 | yes | 1.00 | Equipment |  | Infrico | Infrico ( www.infrico.com ) | Williams, Destar | Williams ( www.williams - refrigeration.co.uk)(sales@williamsdubai.ae , GINOX ( www.ginoxgroup.com ), Destar ( www.destar - refrigeration.com ) | Bk2 p77 | Upright Slimline Refrigerator - 1 Glass Door 1/1 - 325L | Upright Slimline Refrigerator - 1 Glass Door 1/1 - 325L | area+ref
Book 2 | Level 08 - Banquet Beverage Support | BBS 15 | 1 | 1 | yes | 1.00 | Equipment | FM480AKE - HC - SB + B - 340SA | Hoshizaki | Hoshizaki( www.hoshizaki.ae ). C.O.O. UK | Scotsman, Ice - O - Matic, Manitowoc | Scotsman( www.scotsman - ice.com ), Ice - O - Matic ( www.iceomatic.com ), Manitowoc( www.manitowocice.com ) | Bk2 p78 | Ice Flaker - 450kg/day Air Cooled w/ 340kg Bin | Ice Flaker - 450Kg/Day Air Cooled W/ 340Kg Bin | area+ref
Book 2 | Level 08 - Banquet Beverage Support | BBS 15a | 1 | 1 | yes | 1.00 | Equipment | Insurice Triple - i4000² System | Everpure | Everpure (www.fendtech.ae/sales@fendtech.ae). C.O.O. USA | Culligan, So - Safe | Culligan( www.culligan.com ), So - Safe ( www.sosafe.com ) | Bk2 p79 | Filter System For Ice Production Machines | Filter System For Ice Production Machines | area+ref
Book 2 | Level 08 - Banquet Beverage Support | BBS 16 | 1 | 1 | yes | 1.00 | Equipment | DSC - 1000L - 150D/OT & DSG - 300L | DSS | DSS (dannyk88@singnet.com.sg/DSS168@hotmail.com). C.O.O. China | Aco System | Aco System ( www.aco.ae ) | Bk2 p80 | Floor Channel with Odor Trap & Grating - 1050mm x350mm as per plan | Floor Channel With Odor Trap & Grating - 1050Mm X350Mm As Per Plan | area+ref
Book 2 | Level 08 - Banquet Regen & Plating Area | EPD 1 | 2 | 2 | yes | 1.00 | Equipment | DSC - 300S - 150D/OT & DSG - 300S | DSS | DSS (dannyk88@singnet.com.sg/DSS168@hotmail.com). C.O.O. China | Aco System | Aco System ( www.aco.ae ) | Bk2 p81 | Floor Channel with Odor Trap & Grating - 350mm as per plan | Floor Channel With Odor Trap & Grating - 350Mm As Per Plan | area+ref
Book 2 | Level 08 - Banquet Regen & Plating Area | EPD 2 | 1 | 1 | yes | 1.00 | Equipment | 806 382 | Tournus | Tournus ( www.tournus.com ). C.O.O. France | DSS, Sofinor, Eagle Group, Mechline | DSS (dss - products.com), Sofinor ( www.sofinor.com ), Eagle Group ( www.eaglegrp.com ), Mechline ( www.mechline.com ) | Bk2 p82 | Cantilevered wash hand basin - knee control | Cantilevered Wash Hand Basin - Knee Control | area+ref
Book 2 | Level 08 - Banquet Regen & Plating Area | EPD 3 | 2 | 2 | yes | 1.00 | Equipment |  | Insectocutor | Insectocutor ( www.pelsis.com , hygieneproducts@tte.ae ) | Branderburg, Johnson Group | Branderburg ( www.b - one.com ), Johnson Group ( www.johnson - group.com.hk ) | Bk2 p83 | Fly Killer - 100m2 Room Coverage _To Suit Site | Fly Killer - 100M2 Room Coverage _To Suit Site | area+ref
Book 2 | Level 08 - Banquet Regen & Plating Area | EPD 4 | 1 | 1 | yes | 1.00 | Equipment | 2620 | Rubbermaid | Rubbermaid( www.rubbermaid.com ). C.O.O. U.S.A. | Cambro, Trolly and Bin | Cambro ( www.cambro.com ), Trolly and Bin ( www.trollyandbin.co.za ) | Bk2 p84 | Mobile Waste Bin - Brute _Undercounter | Mobile Waste Bin - Brute _Undercounter | area+ref
Book 2 | Level 08 - Banquet Regen & Plating Area | EPD 5 | 1 | 1 | yes | 1.00 | Custom Fabrication |  | Prisma SPA, Rhine Kitchen - UAE, Pilsa SA, Al Barq - Shaleej, Emainox - Filippo, Rabadh - EMAN, Ascobloc - Maik - steel - furniture, Sprint Qatar - Essam - qatar.com/, Wolf Qatar - Tony, Euro Trade Bahrain - Vassily, Masria Egypt, Ginox - UAE, Ramadi Kitchen Dubai or CCE, Quality Fabrication - UAE, Dolphin Kitchens .Al heloul al Haditha | Prisma SPA (+41 78677 6468), Rhine Kitchen - UAE (06 5326098), Pilsa SA (Pilsa.com), Al Barq - Shaleej +971547920080 http://www.albarqkitchen.com/ , Emainox - Filippo +971 56 653 3433 https://emainox.it/ , Rabadh - EMAN +966 53 871 1366 https://rabadh.com/ , Ascobloc - Maik +49 172 205 5539 https://www.ascobloc.de/en/download/stainless - steel - furniture , Sprint Qatar - Essam +974 5586 7619 https://www.sprint - qatar.com/ , Wolf Qatar - Tony +974 4444 2295, Euro Trade Bahrain - Vassily +97339911287 https://ecegroups.com/ , Masria Egypt (0020 202 - 4610 - 3325) , Ginox - UAE (07 2444567), Ramadi Kitchen Dubai (04 884 0555) or CCE (Commercial Catering Equipment Dubai) 050476 2200 info@ccedubai.com , Quality Fabrication - UAE (info@qualitygrp.net ), Dolphin Kitchens (dolphin.kitchens@yahoo.com).Al heloul al Haditha |  | No alternative manufacturer for this custom fabricated item | Bk2 p85 | Table - Wall Type with inset wash hand basin (pull out bin beneath) and inset sink and undershelf. 2mm top * | Table - Wall Type With Inset Wash Hand Basin (Pull Out Bin Beneath) And Inset Sink And Undershelf. 2Mm Top * | area+ref
Book 2 | Level 08 - Banquet Regen & Plating Area | EPD 5A | 1 | 1 | yes | 1.00 | Equipment | Various (EC - 3142 - VF05 + B - 0226 - V15 - WH4 + B - 3950 - 01) | T&S Brass | T&S Brass ( www.tsbrass.com ). C.O.O. USA. | Klarco, Kraus | Klarco ( www.klarco.com ), Kraus( www.krausproducts.com ) | Bk2 p86 | Faucet and other Attachments - Preparation Table | Faucet And Other Attachments - Preparation Table | area+ref
Book 2 | Level 08 - Banquet Regen & Plating Area | EPD 6 | 1 | 1 | yes | 1.00 | Equipment | Maxx Pro EasyTouch C4 eT 10.10 ES | Convotherm | Convotherm ( www.convotherm.com ). C.O.O. Germany | Rational, Unox, Eloma, 'MKN | Rational ( www.rational - online.com ), Unox ( www.unox.com ), Eloma ( www.eloma.com ), 'MKN ( www.mkn.com ) | Bk2 p87 | Combi-Oven 11 x 1/1GN Electric _Stacked | Combi - Oven 11 X 1/1Gn Electric _Stacked | area+ref
Book 2 | Level 08 - Banquet Regen & Plating Area | EPD 6A | 2 | 2 | yes | 1.00 | Equipment | Kleensteam CT | Everpure | Everpure (www.fendtech.ae/sales@fendtech.ae). C.O.O. USA | Culligan, So - Safe | Culligan( www.culligan.com ), So - Safe ( www.sosafe.com ) | Bk2 p88 | Filter System For Combi Steamers & Countertop steamers | Filter System For Combi Steamers & Countertop Steamers | area+ref
Book 2 | Level 08 - Banquet Regen & Plating Area | EPD 7 | 1 | 1 | yes | 1.00 | Equipment |  | Infrico | Infrico ( www.infrico.com ) | Williams, Destar | Williams ( www.williams - refrigeration.co.uk)(sales@williamsdubai.ae , GINOX ( www.ginoxgroup.com ), Destar ( www.destar - refrigeration.com ) | Bk2 p89 | Refrigerated Preparation Table - Biscuit top 3 Sections with 6 drawers 1/1 | Refrigerated Preparation Table - Biscuit Top 3 Sections With 6 Drawers 1/1 | area+ref
Book 2 | Level 08 - Banquet Regen & Plating Area | EPD 8 | 3 | 3 | yes | 1.00 | Equipment | ELSHF14 | Scanbox | Scanbox ( www.scanbox.se ). C.O.O. Sweden | CIRCUM Hot/Cold - DSS, Alto - shaam, B.Pro, Moduline | CIRCUM Hot/Cold - DSS (dss - products.com), Alto - shaam ( www.alto - shaam.com ), B.Pro ( www.bpro - solutions.com ), Moduline ( www.moduline.it ) | Bk2 p90 | Mobile Hot Holding Trolley - 14 x GN 1/1 | Mobile Hot Holding Trolley - 14 X Gn 1/1 | area+ref
Book 2 | Level 08 - Banquet Regen & Plating Area | EPD 9 | 2 | 2 | yes | 1.00 | Equipment | ELSCC14 | Scanbox | Scanbox ( www.scanbox.se ). C.O.O. Sweden | CIRCUM Hot/Cold - DSS, Alto - shaam, B.Pro, Moduline | CIRCUM Hot/Cold - DSS (dss - products.com), Alto - shaam ( www.alto - shaam.com ), B.Pro ( www.bpro - solutions.com ), Moduline ( www.moduline.it ) | Bk2 p91 | Mobile Refrigerated Holding Trolley Single Door - 14 GN1/1 | Mobile Refrigerated Holding Trolley Single Door - 14 Gn1/1 | area+ref
Book 2 | Level 08 - Banquet Regen & Plating Area | EPD 10 | 1 | 1 | yes | 1.00 | Equipment | 1883552 (Streamline) | Rubbermaid | Rubbermaid( www.rubbermaid.com ). C.O.O. U.S.A. | Carlisle, Green Revolution, Cosmoplast | Carlisle ( www.carlislefsp.com ), Green Revolution ( www.green - revolution.in ), Cosmoplast ( www.cosmoplast.com ) | Bk2 p92 | Mobile Waste Bin Slim Jim Step-On (Beige color) | Mobile Waste Bin Slim Jim Step - On (Beige Color) | area+ref
Book 2 | Level 08 - Banquet Regen & Plating Area | EPD 11 | 2 | 2 | yes | 1.00 | Equipment | RSPV - UK | B.Pro | B.Pro ( www.bpro - solutions.com ). C.O.O. Germany | None | None | Bk2 p93 | Continuous Convection Cooled Conveyor System | Continuous Convection Cooled Conveyor System | area+ref
Book 2 | Level 08 - Banquet Regen & Plating Area | EPD 12 | 2 | 2 | yes | 1.00 | Custom Fabrication |  | Prisma SPA, Rhine Kitchen - UAE, Pilsa SA, Al Barq - Shaleej, Emainox - Filippo, Rabadh - EMAN, Ascobloc - Maik - steel - furniture, Sprint Qatar - Essam - qatar.com/, Wolf Qatar - Tony, Euro Trade Bahrain - Vassily, Masria Egypt, Ginox - UAE, Ramadi Kitchen Dubai or CCE, Quality Fabrication - UAE, Dolphin Kitchens .Al heloul al Haditha | Prisma SPA (+41 78677 6468), Rhine Kitchen - UAE (06 5326098), Pilsa SA (Pilsa.com), Al Barq - Shaleej +971547920080 http://www.albarqkitchen.com/ , Emainox - Filippo +971 56 653 3433 https://emainox.it/ , Rabadh - EMAN +966 53 871 1366 https://rabadh.com/ , Ascobloc - Maik +49 172 205 5539 https://www.ascobloc.de/en/download/stainless - steel - furniture , Sprint Qatar - Essam +974 5586 7619 https://www.sprint - qatar.com/ , Wolf Qatar - Tony +974 4444 2295, Euro Trade Bahrain - Vassily +97339911287 https://ecegroups.com/ , Masria Egypt (0020 202 - 4610 - 3325) , Ginox - UAE (07 2444567), Ramadi Kitchen Dubai (04 884 0555) or CCE (Commercial Catering Equipment Dubai) 050476 2200 info@ccedubai.com , Quality Fabrication - UAE (info@qualitygrp.net ), Dolphin Kitchens (dolphin.kitchens@yahoo.com).Al heloul al Haditha |  | No alternative manufacturer for this custom fabricated item | Bk2 p94 | Hot Pick Up Stn. * | Hot Pick Up Stn. * | area+ref
Book 2 | Level 08 - Banquet Regen & Plating Area | EPD 13 | 1 | 1 | yes | 1.00 | Custom Fabrication |  | Prisma SPA, Rhine Kitchen - UAE, Pilsa SA, Al Barq - Shaleej, Emainox - Filippo, Rabadh - EMAN, Ascobloc - Maik - steel - furniture, Sprint Qatar - Essam - qatar.com/, Wolf Qatar - Tony, Euro Trade Bahrain - Vassily, Masria Egypt, Ginox - UAE, Ramadi Kitchen Dubai or CCE, Quality Fabrication - UAE, Dolphin Kitchens .Al heloul al Haditha | Prisma SPA (+41 78677 6468), Rhine Kitchen - UAE (06 5326098), Pilsa SA (Pilsa.com), Al Barq - Shaleej +971547920080 http://www.albarqkitchen.com/ , Emainox - Filippo +971 56 653 3433 https://emainox.it/ , Rabadh - EMAN +966 53 871 1366 https://rabadh.com/ , Ascobloc - Maik +49 172 205 5539 https://www.ascobloc.de/en/download/stainless - steel - furniture , Sprint Qatar - Essam +974 5586 7619 https://www.sprint - qatar.com/ , Wolf Qatar - Tony +974 4444 2295, Euro Trade Bahrain - Vassily +97339911287 https://ecegroups.com/ , Masria Egypt (0020 202 - 4610 - 3325) , Ginox - UAE (07 2444567), Ramadi Kitchen Dubai (04 884 0555) or CCE (Commercial Catering Equipment Dubai) 050476 2200 info@ccedubai.com , Quality Fabrication - UAE (info@qualitygrp.net ), Dolphin Kitchens (dolphin.kitchens@yahoo.com).Al heloul al Haditha |  | No alternative manufacturer for this custom fabricated item | Bk2 p95 | Cold Pick Up Stn. * | Cold Pick Up Stn. * | area+ref
Book 2 | Level 08 - Banquet Regen & Plating Area | EPD 14 | 1 | 1 | yes | 1.00 | Equipment | Maxx Pro EasyTouch C4 eT 20.10 ES | Convotherm | Convotherm ( www.convotherm.com ). C.O.O. Germany | Rational, Unox, Eloma, 'MKN | Rational ( www.rational - online.com ), Unox ( www.unox.com ), Eloma ( www.eloma.com ), 'MKN ( www.mkn.com ) | Bk2 p96 | Electric Combi Steamer 20 x 1/1 GN | Electric Combi Steamer 20 X 1/1 Gn | area+ref
Book 2 | Level 08 - Banquet Regen & Plating Area | EPD 14A | 1 | 1 | yes | 1.00 | Equipment | Kleensteam CT | Everpure | Everpure (www.fendtech.ae/sales@fendtech.ae). C.O.O. USA | Culligan, So - Safe | Culligan( www.culligan.com ), So - Safe ( www.sosafe.com ) | Bk2 p97 | Filter System For Combi Steamers & Countertop steamers | Filter System For Combi Steamers & Countertop Steamers | area+ref
Book 2 | Level 08 - Banquet Regen & Plating Area | EPD 15 | 1 | 1 | yes | 1.00 | Equipment |  | MKN | MKN ( www.mkn.com ) | Therma, Charvet, Ambach | Therma ( www.professional.electrolux.com ), Charvet (www.charvet.ae),Ambach ( www.ambach.com ) | Bk2 p98 | Four Burner Range on Gas Oven | Four Burner Range On Gas Oven | area+ref
Book 2 | Level 08 - Banquet Regen & Plating Area | EPD 16 | 1 | 1 | yes | 1.00 | Equipment |  | MKN | MKN ( www.mkn.com ) | Therma, Charvet, Ambach | Therma ( www.professional.electrolux.com ), Charvet (www.charvet.ae),Ambach ( www.ambach.com ) | Bk2 p99 | Spreader Unit | Spreader Unit | area+ref
Book 2 | Level 08 - Banquet Regen & Plating Area | EPD 17 | 1 | 1 | yes | 1.00 | Equipment |  | MKN | MKN ( www.mkn.com ) | Therma, Charvet, Ambach | Therma ( www.professional.electrolux.com ), Charvet (www.charvet.ae),Ambach ( www.ambach.com ) | Bk2 p100 | Twin Well Fryer - Electric | Twin Well Fryer - Electric | area+ref
Book 2 | Level 08 - Banquet Regen & Plating Area | EPD 18 | 1 | 1 | yes | 1.00 | Equipment |  | Ginox | Ginox ( www.ginoxgroup.com ) | GIF, Halton, ETS Nord | GIF ( www.gif - web.com ), Halton (www.halton.com),ETS Nord ( www.etsnord.com ) | Bk2 p101 | PerformAir Self Cleaning Hood - Wall Type (1 Skin) w/ Pulsair Extract 6471. Conditioned 21-23° C dehumidified supply air 5500 linear diffuser set 1 mtr. from edge of hood. Balance air from other areas 971. All in c3/h. | Performair Self Cleaning Hood - Wall Type (1 Skin) W/ Pulsair Extract 6471. Conditioned 21 - 23° C Dehumidified Supply Air 5500 Linear Diffuser Set 1 Mtr. From Edge Of Hood. Balance Air From Other Areas 971. All In C3/H. | area+ref
Book 2 | Level 08 - Banquet Regen & Plating Area | EPD 19 | 1 | 1 | yes | 1.00 | Equipment | Avenger | Avenger System LLC / Falcon Fire & Safety Equip | Avenger System LLC / Falcon Fire & Safety Equip. ( www.falconfireme.com ) ; (sales@falconfireme.com ). C.O.O. U.S.A. | Ansul, Kidde | Ansul ( www.ansul.com ), Kidde ( https://kiddefenwal.com/ ) | Bk2 p103 | Fire Suppression/Fighting System | Fire Suppression/Fighting System | area+ref
Book 2 | Level 08 - Banquet Regen & Plating Area | EPD 20 | 1 | 1 | yes | 1.00 | Custom Fabrication |  | Prisma SPA, Rhine Kitchen - UAE, Pilsa SA, Al Barq - Shaleej, Emainox - Filippo, Rabadh - EMAN, Ascobloc - Maik - steel - furniture, Sprint Qatar - Essam - qatar.com/, Wolf Qatar - Tony, Euro Trade Bahrain - Vassily, Masria Egypt, Ginox - UAE, Ramadi Kitchen Dubai or CCE, Quality Fabrication - UAE, Dolphin Kitchens .Al heloul al Haditha | Prisma SPA (+41 78677 6468), Rhine Kitchen - UAE (06 5326098), Pilsa SA (Pilsa.com), Al Barq - Shaleej +971547920080 http://www.albarqkitchen.com/ , Emainox - Filippo +971 56 653 3433 https://emainox.it/ , Rabadh - EMAN +966 53 871 1366 https://rabadh.com/ , Ascobloc - Maik +49 172 205 5539 https://www.ascobloc.de/en/download/stainless - steel - furniture , Sprint Qatar - Essam +974 5586 7619 https://www.sprint - qatar.com/ , Wolf Qatar - Tony +974 4444 2295, Euro Trade Bahrain - Vassily +97339911287 https://ecegroups.com/ , Masria Egypt (0020 202 - 4610 - 3325) , Ginox - UAE (07 2444567), Ramadi Kitchen Dubai (04 884 0555) or CCE (Commercial Catering Equipment Dubai) 050476 2200 info@ccedubai.com , Quality Fabrication - UAE (info@qualitygrp.net ), Dolphin Kitchens (dolphin.kitchens@yahoo.com).Al heloul al Haditha |  | No alternative manufacturer for this custom fabricated item | Bk2 p104 | Twin Open Wall Shelf * | Twin Open Wall Shelf * | area+ref
Book 2 | Level 08 - Banquet Regen & Plating Area | EPD 21 | 1 | 1 | yes | 1.00 | Equipment | Maxx Pro EasyTouch C4 eT 06.10 GS | Convotherm | Convotherm ( www.convotherm.com ). C.O.O. Germany | Rational, Unox, Eloma, 'MKN | Rational ( www.rational - online.com ), Unox ( www.unox.com ), Eloma ( www.eloma.com ), 'MKN ( www.mkn.com ) | Bk2 p105 | Combi-Oven 7 x 1/1GN Gas | Combi - Oven 7 X 1/1Gn Gas | area+ref
Book 2 | Level 08 - Banquet Regen & Plating Area | EPD 22 | 2 | 2 | yes | 1.00 | Equipment | Custom | DSS | DSS (dannyk88@singnet.com.sg/DSS168@hotmail.com). C.O.O. China | Aco System | Aco System ( www.aco.ae ) | Bk2 p106 | Floor Channel with Odor Trap & Grating - 450mmx350mm as per plan | Floor Channel With Odor Trap & Grating - 450Mmx350Mm As Per Plan | area+ref
Book 2 | Level 08 - Holding Chiller | EHS 1 | 1 | 1 | yes | 1.00 | Equipment | DSC - 300S - 150D/OT & DSG - 300S | DSS | DSS (dannyk88@singnet.com.sg/DSS168@hotmail.com). C.O.O. China | Aco System | Aco System ( www.aco.ae ) | Bk2 p108 | Floor Channel with Odor Trap & Grating - 350mm as per plan | Floor Channel With Odor Trap & Grating - 350Mm As Per Plan | area+ref+order
Book 2 | Level 08 - Holding Chiller | EHS 2 | 1 | 1 | yes | 1.00 | Equipment |  | DESMON | DESMON ( www.desmon.com.cn/ sales@desmon.com.cn ) | TSSC, TCTI | TSSC (Sharjah) ( www.tsscgroup.com ), TCTI ( www.tcti.net ) | Bk2 p109 | Cold Room Water Chilled _For Holding Chiller 8 Sq Mtr | Cold Room Water Chilled _For Holding Chiller 8 Sq Mtr | area+ref+order
Book 2 | Level 08 - Holding Chiller | EHS 3 | 3 | 3 | yes | 1.00 | Equipment |  | Hupfer | Hupfer ( www.hupfer.de ) | Tonon, DSS, Metro | Tonon ( www.tonon.com ), DSS ( www.dss - products.com ), Metro ( www.intermetro.com ) | Bk2 p110 | Angle Ledge Trolley - Enclosed w Protective Cover | Angle Ledge Trolley - Enclosed W Protective Cover | area+ref+order
Book 2 | Level 08 - Holding Chiller | EHS 4 | 4 | 4 | yes | 1.00 | Equipment | JS104 & JS104TC | Jack Stacks | Jack Stacks. C.O.O. U.S.A. | Cambro, hupfer, Metro | Cambro( www.cambro.com ), hupfer( www.hupfer.de ), Metro ( www.metro.com ) | Bk2 p111 | Mobile Plate Jack Stacks | Mobile Plate Jack Stacks | area+ref+order
Book 2 | Level 8 - House Keeping Pantry | QAC 1 | 2 | 2 | yes | 1.00 | Equipment | DSC - 300S - 150D/OT & DSG - 300S | DSS | DSS (dannyk88@singnet.com.sg/DSS168@hotmail.com). C.O.O. China | Aco System | Aco System ( www.aco.ae ) | Bk2 p115 | Floor Channel with Odor Trap & Grating - 350mm as per plan | Floor Channel With Odor Trap & Grating - 350Mm As Per Plan | area+ref
Book 2 | Level 8 - House Keeping Pantry | QAC 2 | 1 | 1 | yes | 1.00 | Equipment | 806 382 | Tournus | Tournus ( www.tournus.com ). C.O.O. France | DSS, Sofinor, Eagle Group, Mechline | DSS (dss - products.com), Sofinor ( www.sofinor.com ), Eagle Group ( www.eaglegrp.com ), Mechline ( www.mechline.com ) | Bk2 p116 | Cantilevered wash hand basin - knee control | Cantilevered Wash Hand Basin - Knee Control | area+ref
Book 2 | Level 8 - House Keeping Pantry | QAC 3 | 1 | 1 | yes | 1.00 | Equipment | 1883552 (Streamline) | Rubbermaid | Rubbermaid( www.rubbermaid.com ). C.O.O. U.S.A. | Carlisle, Green Revolution, Cosmoplast | Carlisle ( www.carlislefsp.com ), Green Revolution ( www.green - revolution.in ), Cosmoplast ( www.cosmoplast.com ) | Bk2 p117 | Mobile Waste Bin Slim Jim Step-On (Beige color) | Mobile Waste Bin Slim Jim Step - On (Beige Color) | area+ref
Book 2 | Level 8 - House Keeping Pantry | QAC 4 | 1 | 1 | yes | 1.00 | Equipment |  | Insectocutor | Insectocutor ( www.pelsis.com , hygieneproducts@tte.ae ) | Branderburg, Johnson Group | Branderburg ( www.b - one.com ), Johnson Group ( www.johnson - group.com.hk ) | Bk2 p118 | Fly Killer - 100m2 Room Coverage _To Suit Site | Fly Killer - 100M2 Room Coverage _To Suit Site | area+ref
Book 2 | Level 8 - House Keeping Pantry | QAC 5 | 1 | 1 | yes | 1.00 | Equipment |  | Hupfer | Hupfer ( www.hupfer.de ) | DSS, Metro, Tournus, Tonon | DSS ( www.dss - products.com / dannyk88@singnet.com.sg ), Metro ( www.intermetro.com ), Tournus ( www.tournus.com ), Tonon ( www.tonon.com ) | Bk2 p119 | Anodized Aluminium Slatted 4 Tier Rack | Anodized Aluminium Slatted 4 Tier Rack | area+ref
Book 2 | Level 8 - House Keeping Pantry | QAC 6 | 1 | 1 | yes | 1.00 | Custom Fabrication |  | Prisma SPA, Rhine Kitchen - UAE, Pilsa SA, Al Barq - Shaleej, Emainox - Filippo, Rabadh - EMAN, Ascobloc - Maik - steel - furniture, Sprint Qatar - Essam - qatar.com/, Wolf Qatar - Tony, Euro Trade Bahrain - Vassily, Masria Egypt, Ginox - UAE, Ramadi Kitchen Dubai or CCE, Quality Fabrication - UAE, Dolphin Kitchens .Al heloul al Haditha | Prisma SPA (+41 78677 6468), Rhine Kitchen - UAE (06 5326098), Pilsa SA (Pilsa.com), Al Barq - Shaleej +971547920080 http://www.albarqkitchen.com/ , Emainox - Filippo +971 56 653 3433 https://emainox.it/ , Rabadh - EMAN +966 53 871 1366 https://rabadh.com/ , Ascobloc - Maik +49 172 205 5539 https://www.ascobloc.de/en/download/stainless - steel - furniture , Sprint Qatar - Essam +974 5586 7619 https://www.sprint - qatar.com/ , Wolf Qatar - Tony +974 4444 2295, Euro Trade Bahrain - Vassily +97339911287 https://ecegroups.com/ , Masria Egypt (0020 202 - 4610 - 3325) , Ginox - UAE (07 2444567), Ramadi Kitchen Dubai (04 884 0555) or CCE (Commercial Catering Equipment Dubai) 050476 2200 info@ccedubai.com , Quality Fabrication - UAE (info@qualitygrp.net ), Dolphin Kitchens (dolphin.kitchens@yahoo.com).Al heloul al Haditha |  | No alternative manufacturer for this custom fabricated item | Bk2 p120 | Table - Wall Type with single bowl sink, undershelf and drawer nest. 2mm top _Shaped as plan* | Table - Wall Type With Single Bowl Sink, Undershelf And Drawer Nest. 2Mm Top _Shaped As Plan* | area+ref
Book 2 | Level 8 - House Keeping Pantry | QAC 6a | 1 | 1 | yes | 1.00 | Equipment | Various (B - 0226 - V15 - WH4 + B - 3950 - 01) | T&S Brass | T&S Brass ( www.tsbrass.com ). C.O.O. USA. | Klarco, Kraus | Klarco ( www.klarco.com ), Kraus( www.krausproducts.com ) | Bk2 p121 | Faucet and other Attachments - Sink Unit | Faucet And Other Attachments - Sink Unit | area+ref
Book 2 | Level 8 - House Keeping Pantry | QAC 7 | 1 | 1 | yes | 1.00 | Equipment | UC - S | Winterhalter | Winterhalter( www.winterhalter.ae ). C.O.O. Germany | Meiko, Hobart Germany | Meiko ( www.meikome.com ), Hobart Germany | Bk2 p122 | Undercounter Glass Washer - 65 racks/h, 40x40 cm Rack Size | Undercounter Glass Washer - 65 Racks/H, 40X40 Cm Rack Size | area+ref
Book 2 | Level 8 - House Keeping Pantry | QAC 7a | 1 | 1 | yes | 1.00 | Equipment | KLEENWARE HTS - 11 SYSTEM | Everpure | Everpure (www.fendtech.ae/sales@fendtech.ae). C.O.O. USA | Culligan, So - Safe | Culligan( www.culligan.com ), So - Safe ( www.sosafe.com ) | Bk2 p123 | Filter System For Scale Prevention & Corrosion Control for Dishwasher /Glass washer | Filter System For Scale Prevention & Corrosion Control For Dishwasher /Glass Washer | area+ref
Book 2 | Level 8 - House Keeping Pantry | QAC 8 | 1 | 1 | yes | 1.00 | Equipment | IM - 45CNE(SA) | Hoshizaki | Hoshizaki( www.hoshizaki.ae ). C.O.O. UK | Scotsman, Ice - O - Matic, Manitowoc | Scotsman( www.scotsman - ice.com ), Ice - O - Matic ( www.iceomatic.com ), Manitowoc( www.manitowocice.com ) | Bk2 p124 | Self Contained Ice Cuber 41 kg/day w/ 15kg Bin -Air Cooled | Self Contained Ice Cuber 41 Kg/Day W/ 15Kg Bin - Air Cooled | area+ref
Book 2 | Level 8 - House Keeping Pantry | QAC 8A | 1 | 1 | yes | 1.00 | Equipment | Insurice Single - i2000² System | Everpure | Everpure (www.fendtech.ae/sales@fendtech.ae). C.O.O. USA | Culligan, So - Safe | Culligan( www.culligan.com ), So - Safe ( www.sosafe.com ) | Bk2 p125 | Filter System For Under Counter Ice Production Machines | Filter System For Under Counter Ice Production Machines | area+ref
Book 2 | Level 8 - House Keeping Pantry | QAC 9 | 1 | 1 | yes | 1.00 | Custom Fabrication |  | Prisma SPA, Rhine Kitchen - UAE, Pilsa SA, Al Barq - Shaleej, Emainox - Filippo, Rabadh - EMAN, Ascobloc - Maik - steel - furniture, Sprint Qatar - Essam - qatar.com/, Wolf Qatar - Tony, Euro Trade Bahrain - Vassily, Masria Egypt, Ginox - UAE, Ramadi Kitchen Dubai or CCE, Quality Fabrication - UAE, Dolphin Kitchens .Al heloul al Haditha | Prisma SPA (+41 78677 6468), Rhine Kitchen - UAE (06 5326098), Pilsa SA (Pilsa.com), Al Barq - Shaleej +971547920080 http://www.albarqkitchen.com/ , Emainox - Filippo +971 56 653 3433 https://emainox.it/ , Rabadh - EMAN +966 53 871 1366 https://rabadh.com/ , Ascobloc - Maik +49 172 205 5539 https://www.ascobloc.de/en/download/stainless - steel - furniture , Sprint Qatar - Essam +974 5586 7619 https://www.sprint - qatar.com/ , Wolf Qatar - Tony +974 4444 2295, Euro Trade Bahrain - Vassily +97339911287 https://ecegroups.com/ , Masria Egypt (0020 202 - 4610 - 3325) , Ginox - UAE (07 2444567), Ramadi Kitchen Dubai (04 884 0555) or CCE (Commercial Catering Equipment Dubai) 050476 2200 info@ccedubai.com , Quality Fabrication - UAE (info@qualitygrp.net ), Dolphin Kitchens (dolphin.kitchens@yahoo.com).Al heloul al Haditha |  | No alternative manufacturer for this custom fabricated item | Bk2 p126 | Twin Open Wall Shelf * | Twin Open Wall Shelf * | area+ref
Book 2 | Level 8 - House Keeping Pantry | QAC 12 | 1 | 1 | yes | 1.00 | Custom Fabrication |  | Prisma SPA, Rhine Kitchen - UAE, Pilsa SA, Al Barq - Shaleej, Emainox - Filippo, Rabadh - EMAN, Ascobloc - Maik - steel - furniture, Sprint Qatar - Essam - qatar.com/, Wolf Qatar - Tony, Euro Trade Bahrain - Vassily, Masria Egypt, Ginox - UAE, Ramadi Kitchen Dubai or CCE, Quality Fabrication - UAE, Dolphin Kitchens .Al heloul al Haditha | Prisma SPA (+41 78677 6468), Rhine Kitchen - UAE (06 5326098), Pilsa SA (Pilsa.com), Al Barq - Shaleej +971547920080 http://www.albarqkitchen.com/ , Emainox - Filippo +971 56 653 3433 https://emainox.it/ , Rabadh - EMAN +966 53 871 1366 https://rabadh.com/ , Ascobloc - Maik +49 172 205 5539 https://www.ascobloc.de/en/download/stainless - steel - furniture , Sprint Qatar - Essam +974 5586 7619 https://www.sprint - qatar.com/ , Wolf Qatar - Tony +974 4444 2295, Euro Trade Bahrain - Vassily +97339911287 https://ecegroups.com/ , Masria Egypt (0020 202 - 4610 - 3325) , Ginox - UAE (07 2444567), Ramadi Kitchen Dubai (04 884 0555) or CCE (Commercial Catering Equipment Dubai) 050476 2200 info@ccedubai.com , Quality Fabrication - UAE (info@qualitygrp.net ), Dolphin Kitchens (dolphin.kitchens@yahoo.com).Al heloul al Haditha |  | No alternative manufacturer for this custom fabricated item | Bk2 p129 | Lockable Upright Cabinet * | Lockable Upright Cabinet * | area+ref
Book 2 | Level 08 - Holding Chiller | EHS 1 | 1 | 1 | yes | 1.00 | Equipment | DSC - 300S - 150D/OT & DSG - 300S | DSS | DSS (dannyk88@singnet.com.sg/DSS168@hotmail.com). C.O.O. China | Aco System | Aco System ( www.aco.ae ) | Bk2 p131 | Floor Channel with Odor Trap & Grating - 350mm as per plan | Floor Channel With Odor Trap & Grating - 350Mm As Per Plan | area+ref+order
Book 2 | Level 08 - Holding Chiller | EHS 2 | 1 | 1 | yes | 1.00 | Equipment |  | DESMON | DESMON ( www.desmon.com.cn/ sales@desmon.com.cn ) | TSSC, TCTI | TSSC (Sharjah) ( www.tsscgroup.com ), TCTI ( www.tcti.net ) | Bk2 p132 | Cold Room Water Chilled _Holding Chiller 8 Sq Mtr | Cold Room Water Chilled _Holding Chiller 8 Sq Mtr | area+ref+order
Book 2 | Level 08 - Holding Chiller | EHS 3 | 3 | 3 | yes | 1.00 | Equipment |  | Hupfer | Hupfer ( www.hupfer.de ) | Tonon, DSS, Metro | Tonon ( www.tonon.com ), DSS ( www.dss - products.com ), Metro ( www.intermetro.com ) | Bk2 p133 | Angle Ledge Trolley - Enclosed w Protective Cover | Angle Ledge Trolley - Enclosed W Protective Cover | area+ref+order
Book 2 | Level 08 - Holding Chiller | EHS 4 | 4 | 4 | yes | 1.00 | Equipment | JS104 & JS104TC | Jack Stacks | Jack Stacks. C.O.O. U.S.A. | Cambro, hupfer, Metro | Cambro( www.cambro.com ), hupfer( www.hupfer.de ), Metro ( www.metro.com ) | Bk2 p134 | Mobile Plate Jack Stacks | Mobile Plate Jack Stacks | area+ref+order
Book 2 | Level 9 - Beverage Dispense | HHH 1 | l | Lot | ? | 1.00 | Custom Fabrication | [5 empty] | Bk2 p137 | By MEP Contractor - Floor Grid or Floor Trap as per plan* | By Mep Contractor - Floor Grid Or Floor Trap As Per Plan* | area+ref | BOQ qty not numeric ('l')
Book 2 | Level 9 - Beverage Dispense | HHH 2 | 1 | 1 | yes | 1.00 | Custom Fabrication |  | Prisma SPA, Rhine Kitchen, Ginox RAK or Pilsa SA only | Prisma SPA ( www.prismaitalia.com ), Rhine Kitchen (www.rhine - ke.com), Ginox RAK ( www.ginox.ae ) or Pilsa SA ( www.pilsa.com ) only. |  | No alternative manufacturer for this custom fabricated item | Bk2 p138 | Inset Sink for Handwash * | Inset Sink For Handwash * | area+ref
Book 2 | Level 9 - Beverage Dispense | HHH 2A | 1 | 1 | yes | 1.00 | Equipment | Europlus E | Grohe | Grohe ( www.grohe.co.uk ). C.O.O. USA. | T&S, Klarco, Hansgrohe, Chicago Faucets, electronic faucets | T&S ( www.tsbrass.com ), Klarco (www.klarco.com),Hansgrohe ( www.hansgrohe.co.uk ), Chicago Faucets ( www.chicagofaucets.com ), electronic faucets( www.electronicfaucets.com ) | Bk2 p139 | Electronic Faucet with syphon/drain | Electronic Faucet With Syphon/Drain | area+ref
Book 2 | Level 9 - Beverage Dispense | HHH 2B | 1 | 1 | yes | 1.00 | Custom Fabrication |  | Prisma SPA, Rhine Kitchen - UAE, Pilsa SA, Al Barq - Shaleej, Emainox - Filippo, Rabadh - EMAN, Ascobloc - Maik - steel - furniture, Sprint Qatar - Essam - qatar.com/, Wolf Qatar - Tony, Euro Trade Bahrain - Vassily, Masria Egypt, Ginox - UAE, Ramadi Kitchen Dubai or CCE, Quality Fabrication - UAE, Dolphin Kitchens .Al heloul al Haditha | Prisma SPA (+41 78677 6468), Rhine Kitchen - UAE (06 5326098), Pilsa SA (Pilsa.com), Al Barq - Shaleej +971547920080 http://www.albarqkitchen.com/ , Emainox - Filippo +971 56 653 3433 https://emainox.it/ , Rabadh - EMAN +966 53 871 1366 https://rabadh.com/ , Ascobloc - Maik +49 172 205 5539 https://www.ascobloc.de/en/download/stainless - steel - furniture , Sprint Qatar - Essam +974 5586 7619 https://www.sprint - qatar.com/ , Wolf Qatar - Tony +974 4444 2295, Euro Trade Bahrain - Vassily +97339911287 https://ecegroups.com/ , Masria Egypt (0020 202 - 4610 - 3325) , Ginox - UAE (07 2444567), Ramadi Kitchen Dubai (04 884 0555) or CCE (Commercial Catering Equipment Dubai) 050476 2200 info@ccedubai.com , Quality Fabrication - UAE (info@qualitygrp.net ), Dolphin Kitchens (dolphin.kitchens@yahoo.com).Al heloul al Haditha |  | No alternative manufacturer for this custom fabricated item | Bk2 p140 | Under Counter Pull Out Waste Bin * | Under Counter Pull Out Waste Bin * | area+ref
Book 2 | Level 9 - Beverage Dispense | HHH 3 | 1 | 1 | yes | 1.00 | Equipment | FG354060GRAY | Rubbermaid | Rubbermaid( www.rubbermaid.com ). C.O.O. U.S.A. | Cambro, Trolly and Bin | Cambro ( www.cambro.com ), Trolly and Bin ( www.trollyandbin.co.za ) | Bk2 p141 | SlimJim Bottle Mobile Waste Bin with Hinged Lid | Slimjim Bottle Mobile Waste Bin With Hinged Lid | area+ref
Book 2 | Level 9 - Beverage Dispense | HHH 4 | 1 | 1 | yes | 1.00 | Custom Fabrication |  | Prisma SPA, Rhine Kitchen, Ginox RAK or Pilsa SA only | Prisma SPA ( www.prismaitalia.com ), Rhine Kitchen (www.rhine - ke.com), Ginox RAK ( www.ginox.ae ) or Pilsa SA ( www.pilsa.com ) only. |  | No alternative manufacturer for this custom fabricated item | Bk2 p142 | Expresso Coffee Ground Recepticle * | Expresso Coffee Ground Recepticle * | area+ref
Book 2 | Level 9 - Beverage Dispense | HHH 5 | 1 | 1 | yes | 1.00 | Equipment |  | Faema | Faema ( www.faema.com ) | conti, Bravilor | conti ( www.conti - expresso.com ), Bravilor ( www.bravilor.com ) | Bk2 p143 | 3-Group Semi-Automatic Espresso Coffee Machine | 3 - Group Semi - Automatic Espresso Coffee Machine | area+ref
Book 2 | Level 9 - Beverage Dispense | HHH 5A | 1 | 1 | yes | 1.00 | Equipment | CLARIS system M | Everpure | Everpure (www.fendtech.ae/sales@fendtech.ae). C.O.O. USA | Culligan, So - Safe | Culligan( www.culligan.com ), So - Safe ( www.sosafe.com ) | Bk2 p144 | Filter system for espresso machines | Filter System For Espresso Machines | area+ref
Book 2 | Level 9 - Beverage Dispense | HHH 6 | 2 | 2 | yes | 1.00 | Equipment |  | Compak | Compak ( www.compak.es ) | WMF, Franke | WMF ( www.wmf - coffeemachines.com ), Franke ( www.franke.com ) | Bk2 p145 | Coffee Grinder | Coffee Grinder | area+ref
Book 2 | Level 9 - Beverage Dispense | HHH 7 | 1 | 1 | yes | 1.00 | Equipment | IM - 45CNE(SA) | Hoshizaki | Hoshizaki( www.hoshizaki.ae ). C.O.O. UK | Scotsman, Ice - O - Matic, Manitowoc | Scotsman( www.scotsman - ice.com ), Ice - O - Matic ( www.iceomatic.com ), Manitowoc( www.manitowocice.com ) | Bk2 p146 | Self Contained Ice Cuber 41 kg/day w/ 15kg Bin -Air Cooled | Self Contained Ice Cuber 41 Kg/Day W/ 15Kg Bin - Air Cooled | area+ref
Book 2 | Level 9 - Beverage Dispense | HHH 7A | 1 | 1 | yes | 1.00 | Equipment | Insurice Single - i2000² System | Everpure | Everpure (www.fendtech.ae/sales@fendtech.ae). C.O.O. USA | Culligan, So - Safe | Culligan( www.culligan.com ), So - Safe ( www.sosafe.com ) | Bk2 p147 | Filter System For Under Counter Ice Production Machines | Filter System For Under Counter Ice Production Machines | area+ref
Book 2 | Level 9 - Beverage Dispense | HHH 8 | 1 | 1 | yes | 1.00 | Equipment |  | Zip | Zip ( www.zipwater.com ) | Billi, No MoreBottles, 'Marco | Billi ( www.billi.com.au ), No MoreBottles ( www.nomorebottles.ae ), 'Marco ( www.marcobeveragesystems.com ) | Bk2 p148 | Boiled and Chilled Water Tap | Boiled And Chilled Water Tap | area+ref
Book 2 | Level 9 - Beverage Dispense | HHH 8A | 1 | 1 | yes | 1.00 | Equipment | QL3i - MH System | Everpure | Everpure (www.fendtech.ae/sales@fendtech.ae). C.O.O. USA | Culligan, So - Safe | Culligan( www.culligan.com ), So - Safe ( www.sosafe.com ) | Bk2 p149 | Filter System For Water Boiler | Filter System For Water Boiler | area+ref
Book 2 | Level 9 - Beverage Dispense | HHH 9 | 1 | 1 | yes | 1.00 | Equipment |  | Infrico | Infrico ( www.infrico.com ) | Williams, Destar | Williams ( www.williams - refrigeration.co.uk)(sales@williamsdubai.ae , GINOX ( www.ginoxgroup.com ), Destar ( www.destar - refrigeration.com ) | Bk2 p150 | Undercounter Freezer 1 Solid Door - 150L | Undercounter Freezer 1 Solid Door - 150L | area+ref
Book 2 | Level 9 - Beverage Dispense | HHH 10 | 1 | 1 | yes | 1.00 | Equipment | Multifruit | Zumex | Zumex ( www.zumex.com ). C.O.O. France | AJC, Santos, Hamilton beach | AJC, Santos ( www.santos.fr ), Hamilton beach ( www.hamiltonbeach.com ) | Bk2 p151 | Automatic Multifruit Juicer | Automatic Multifruit Juicer | area+ref
Book 2 | Level 9 - Beverage Dispense | HHH 11 | 1 | 1 | yes | 1.00 | Equipment |  | Infrico | Infrico ( www.infrico.com ) | Williams, Destar | Williams ( www.williams - refrigeration.co.uk)(sales@williamsdubai.ae , GINOX ( www.ginoxgroup.com ), Destar ( www.destar - refrigeration.com ) | Bk2 p152 | Undercounter Bottle Display Unit 3 Glass Doors - S/S Finish 296L | Undercounter Bottle Display Unit 3 Glass Doors - S/S Finish 296L | area+ref
Book 2 | Level 9 - Beverage Dispense | HHH 12 | 2 | 2 | yes | 1.00 | Equipment |  | Infrico | Infrico ( www.infrico.com ) | Williams, Destar | Williams ( www.williams - refrigeration.co.uk)(sales@williamsdubai.ae , GINOX ( www.ginoxgroup.com ), Destar ( www.destar - refrigeration.com ) | Bk2 p153 | Undercounter Refrigerator 1 Solid Door - 150L | Undercounter Refrigerator 1 Solid Door - 150L | area+ref
Book 2 | Level 9 - Beverage Dispense | HHH 13 | 1 | 1 | yes | 1.00 | Custom Fabrication |  | Prisma SPA, Rhine Kitchen - UAE, Pilsa SA, Al Barq - Shaleej, Emainox - Filippo, Rabadh - EMAN, Ascobloc - Maik - steel - furniture, Sprint Qatar - Essam - qatar.com/, Wolf Qatar - Tony, Euro Trade Bahrain - Vassily, Masria Egypt, Ginox - UAE, Ramadi Kitchen Dubai or CCE, Quality Fabrication - UAE, Dolphin Kitchens .Al heloul al Haditha | Prisma SPA (+41 78677 6468), Rhine Kitchen - UAE (06 5326098), Pilsa SA (Pilsa.com), Al Barq - Shaleej +971547920080 http://www.albarqkitchen.com/ , Emainox - Filippo +971 56 653 3433 https://emainox.it/ , Rabadh - EMAN +966 53 871 1366 https://rabadh.com/ , Ascobloc - Maik +49 172 205 5539 https://www.ascobloc.de/en/download/stainless - steel - furniture , Sprint Qatar - Essam +974 5586 7619 https://www.sprint - qatar.com/ , Wolf Qatar - Tony +974 4444 2295, Euro Trade Bahrain - Vassily +97339911287 https://ecegroups.com/ , Masria Egypt (0020 202 - 4610 - 3325) , Ginox - UAE (07 2444567), Ramadi Kitchen Dubai (04 884 0555) or CCE (Commercial Catering Equipment Dubai) 050476 2200 info@ccedubai.com , Quality Fabrication - UAE (info@qualitygrp.net ), Dolphin Kitchens (dolphin.kitchens@yahoo.com).Al heloul al Haditha |  | No alternative manufacturer for this custom fabricated item | Bk2 p154 | Cocktail Unit Ice well adjacent to chopping area with waste chute and pull out bin, next to sink with blender station . * | Cocktail Unit Ice Well Adjacent To Chopping Area With Waste Chute And Pull Out Bin, Next To Sink With Blender Station . * | area+ref
Book 2 | Level 9 - Beverage Dispense | HHH 14 | 1 | 1 | yes | 1.00 | Equipment | Connoisseur 825 | Blendtec | Blendtec ( www.muddle - me.com/www.blendtec.com ). C.O.O. USA | Hamilton Beach, Vitamix | Hamilton Beach (www.commercial.hamiltonbeach.com),Vitamix ( www.vitamix.com ) | Bk2 p155 | Commercial Blender with Sound Enclosure - 2.1 Ltr/Jar | Commercial Blender With Sound Enclosure - 2.1 Ltr/Jar | area+ref
Book 2 | Level 9 - Beverage Dispense | HHH 15 | l | Lot | ? | 1.00 | Custom Fabrication | [5 empty] | Bk2 p156 | By I.D Contractor -Counter tops/support, facias, wall finishes and other features by ID for Front & Back Counters* | By I.D Contractor - Counter Tops/Support, Facias, Wall Finishes And Other Features By Id For Front & Back Counters* | area+ref | BOQ qty not numeric ('l')
Book 2 | Level 9 - Beverage Dispense | HHH 16 | 1 | 1 | yes | 1.00 | Equipment |  | Insectocutor | Insectocutor ( www.pelsis.com , hygieneproducts@tte.ae ) | Branderburg, Johnson Group | Branderburg ( www.b - one.com ), Johnson Group ( www.johnson - group.com.hk ) | Bk2 p157 | FOH Fly Killer - Uplighter - Glueboard 25m2 Coverage _To Suit Site | Foh Fly Killer - Uplighter - Glueboard 25M2 Coverage _To Suit Site | area+ref
Book 2 | Level 9 - Beverage Dispense | HHH 18 | 1 | 1 | yes | 1.00 | Custom Fabrication |  | Prisma SPA, Rhine Kitchen - UAE, Pilsa SA, Al Barq - Shaleej, Emainox - Filippo, Rabadh - EMAN, Ascobloc - Maik - steel - furniture, Sprint Qatar - Essam - qatar.com/, Wolf Qatar - Tony, Euro Trade Bahrain - Vassily, Masria Egypt, Ginox - UAE, Ramadi Kitchen Dubai or CCE, Quality Fabrication - UAE, Dolphin Kitchens .Al heloul al Haditha | Prisma SPA (+41 78677 6468), Rhine Kitchen - UAE (06 5326098), Pilsa SA (Pilsa.com), Al Barq - Shaleej +971547920080 http://www.albarqkitchen.com/ , Emainox - Filippo +971 56 653 3433 https://emainox.it/ , Rabadh - EMAN +966 53 871 1366 https://rabadh.com/ , Ascobloc - Maik +49 172 205 5539 https://www.ascobloc.de/en/download/stainless - steel - furniture , Sprint Qatar - Essam +974 5586 7619 https://www.sprint - qatar.com/ , Wolf Qatar - Tony +974 4444 2295, Euro Trade Bahrain - Vassily +97339911287 https://ecegroups.com/ , Masria Egypt (0020 202 - 4610 - 3325) , Ginox - UAE (07 2444567), Ramadi Kitchen Dubai (04 884 0555) or CCE (Commercial Catering Equipment Dubai) 050476 2200 info@ccedubai.com , Quality Fabrication - UAE (info@qualitygrp.net ), Dolphin Kitchens (dolphin.kitchens@yahoo.com).Al heloul al Haditha |  | No alternative manufacturer for this custom fabricated item | Bk2 p159 | Set of Slides for incorporation into a base unit _For cuprack storage* | Set Of Slides For Incorporation Into A Base Unit _For Cuprack Storage* | area+ref
Book 2 | Level 9 - Beverage Dispense | HHH 19 | 1 | 1 | yes | 1.00 | Equipment | Turkish Coffee Ash Pot | OKYAY | OKYAY ( www.okyayltd.com.tr ). C.O.O. Turkey |  | - | Bk2 p160 | Turkish Coffee Electric Sand Boiler | Turkish Coffee Electric Sand Boiler | area+ref
Book 2 | Level 9 - Beverage Dispense | HHH 20 | 1 | 1 | yes | 1.00 | Equipment | UC - S Excelence I | Winterhalter | Winterhalter( www.winterhalter.ae ). C.O.O. Germany | Meiko, Hobart Germany | Meiko ( www.meikome.com ), Hobart Germany | Bk2 p161 | Undercounter Glass Washer - 65 racks/h, 40x40 cm Rack Size w/ Built-in RO | Undercounter Glass Washer - 65 Racks/H, 40X40 Cm Rack Size W/ Built - In Ro | area+ref
Book 2 | Level 9 - Beverage Dispense | HHH 20a | 1 | 1 | yes | 1.00 | Equipment | KLEENWARE HTS - 11 SYSTEM | Everpure | Everpure (www.fendtech.ae/sales@fendtech.ae). C.O.O. USA | Culligan, So - Safe | Culligan( www.culligan.com ), So - Safe ( www.sosafe.com ) | Bk2 p162 | Filter System For Scale Prevention & Corrosion Control for Dishwasher /Glass washer | Filter System For Scale Prevention & Corrosion Control For Dishwasher /Glass Washer | area+ref
Book 2 | Level 9 - Beverage Dispense | HHH 21 | 1 | 1 | yes | 1.00 | Custom Fabrication |  | Prisma SPA, Rhine Kitchen, Ginox RAK or Pilsa SA only | Prisma SPA ( www.prismaitalia.com ), Rhine Kitchen (www.rhine - ke.com), Ginox RAK ( www.ginox.ae ) or Pilsa SA ( www.pilsa.com ) only. |  | No alternative manufacturer for this custom fabricated item | Bk2 p163 | Inset Sink Bowl * | Inset Sink Bowl * | area+ref
Book 2 | Level 9 - Beverage Dispense | HHH 21a | 1 | 1 | yes | 1.00 | Equipment | B - 1141 - 2 - V15 - CR | T&S Brass | T&S Brass ( www.tsbrass.com ). C.O.O. USA. | Klarco, Kraus | Klarco ( www.klarco.com ), Kraus( www.krausproducts.com ) | Bk2 p164 | FOH - Faucet and other Attachments - Sink Unit | Foh - Faucet And Other Attachments - Sink Unit | area+ref
Book 2 | Level 9 - Beverage Dispense | HHH 22 | 1 | 1 | yes | 1.00 | Custom Fabrication | [5 empty] | Bk2 p165 | Set of Drawers GN 1/1 (3 qty)- for incorporation into a base unit * | Set Of Drawers Gn 1/1 (3 Qty) - For Incorporation Into A Base Unit * | area+ref
Book 2 | Level 09 - Speciality Restaurant - Hot Kitchen Area | RHK 1 | 2 | 2 | yes | 1.00 | Equipment | DSC - 300S - 150D/OT & DSG - 300S | DSS | DSS (dannyk88@singnet.com.sg/DSS168@hotmail.com). C.O.O. China | Aco System | Aco System ( www.aco.ae ) | Bk2 p167 | Floor Channel with Odor Trap & Grating - 350mm as per plan | Floor Channel With Odor Trap & Grating - 350Mm As Per Plan | area+ref
Book 2 | Level 09 - Speciality Restaurant - Hot Kitchen Area | RHK 2 | 2 | 2 | yes | 1.00 | Equipment | 806 382 | Tournus | Tournus ( www.tournus.com ). C.O.O. France | DSS, Sofinor, Eagle Group, Mechline | DSS (dss - products.com), Sofinor ( www.sofinor.com ), Eagle Group ( www.eaglegrp.com ), Mechline ( www.mechline.com ) | Bk2 p168 | Cantilevered wash hand basin - knee control | Cantilevered Wash Hand Basin - Knee Control | area+ref
Book 2 | Level 09 - Speciality Restaurant - Hot Kitchen Area | RHK 3 | 2 | 2 | yes | 1.00 | Equipment |  | Insectocutor | Insectocutor ( www.pelsis.com , hygieneproducts@tte.ae ) | Branderburg, Johnson Group | Branderburg ( www.b - one.com ), Johnson Group ( www.johnson - group.com.hk ) | Bk2 p169 | Fly Killer - 100m2 Room Coverage _To Suit Site | Fly Killer - 100M2 Room Coverage _To Suit Site | area+ref
Book 2 | Level 09 - Speciality Restaurant - Hot Kitchen Area | RHK 4 | 3 | 3 | yes | 1.00 | Equipment | 1883552 (Streamline) | Rubbermaid | Rubbermaid( www.rubbermaid.com ). C.O.O. U.S.A. | Carlisle, Green Revolution, Cosmoplast | Carlisle ( www.carlislefsp.com ), Green Revolution ( www.green - revolution.in ), Cosmoplast ( www.cosmoplast.com ) | Bk2 p170 | Mobile Waste Bin Slim Jim Step-On (Beige color) | Mobile Waste Bin Slim Jim Step - On (Beige Color) | area+ref
Book 2 | Level 09 - Speciality Restaurant - Hot Kitchen Area | RHK 5 | 1 | 1 | yes | 1.00 | Custom Fabrication |  | Prisma SPA, Rhine Kitchen - UAE, Pilsa SA, Al Barq - Shaleej, Emainox - Filippo, Rabadh - EMAN, Ascobloc - Maik - steel - furniture, Sprint Qatar - Essam - qatar.com/, Wolf Qatar - Tony, Euro Trade Bahrain - Vassily, Masria Egypt, Ginox - UAE, Ramadi Kitchen Dubai or CCE, Quality Fabrication - UAE, Dolphin Kitchens .Al heloul al Haditha | Prisma SPA (+41 78677 6468), Rhine Kitchen - UAE (06 5326098), Pilsa SA (Pilsa.com), Al Barq - Shaleej +971547920080 http://www.albarqkitchen.com/ , Emainox - Filippo +971 56 653 3433 https://emainox.it/ , Rabadh - EMAN +966 53 871 1366 https://rabadh.com/ , Ascobloc - Maik +49 172 205 5539 https://www.ascobloc.de/en/download/stainless - steel - furniture , Sprint Qatar - Essam +974 5586 7619 https://www.sprint - qatar.com/ , Wolf Qatar - Tony +974 4444 2295, Euro Trade Bahrain - Vassily +97339911287 https://ecegroups.com/ , Masria Egypt (0020 202 - 4610 - 3325) , Ginox - UAE (07 2444567), Ramadi Kitchen Dubai (04 884 0555) or CCE (Commercial Catering Equipment Dubai) 050476 2200 info@ccedubai.com , Quality Fabrication - UAE (info@qualitygrp.net ), Dolphin Kitchens (dolphin.kitchens@yahoo.com).Al heloul al Haditha |  | No alternative manufacturer for this custom fabricated item | Bk2 p171 | Table - Wall Type with single bowl sink, undershelf and integral angle ledge unit plus drawer nest. 2mm top * | Table - Wall Type With Single Bowl Sink, Undershelf And Integral Angle Ledge Unit Plus Drawer Nest. 2Mm Top * | area+ref
Book 2 | Level 09 - Speciality Restaurant - Hot Kitchen Area | RHK 5a | 1 | 1 | yes | 1.00 | Equipment | Various (B - 0226 - V15 - WH4 + B - 3950 - 01) | T&S Brass | T&S Brass ( www.tsbrass.com ). C.O.O. USA. | Klarco, Kraus | Klarco ( www.klarco.com ), Kraus( www.krausproducts.com ) | Bk2 p172 | Faucet and other Attachments - Sink Unit | Faucet And Other Attachments - Sink Unit | area+ref
Book 2 | Level 09 - Speciality Restaurant - Hot Kitchen Area | RHK 6 | 2 | 2 | yes | 1.00 | Custom Fabrication |  | Prisma SPA, Rhine Kitchen - UAE, Pilsa SA, Al Barq - Shaleej, Emainox - Filippo, Rabadh - EMAN, Ascobloc - Maik - steel - furniture, Sprint Qatar - Essam - qatar.com/, Wolf Qatar - Tony, Euro Trade Bahrain - Vassily, Masria Egypt, Ginox - UAE, Ramadi Kitchen Dubai or CCE, Quality Fabrication - UAE, Dolphin Kitchens .Al heloul al Haditha | Prisma SPA (+41 78677 6468), Rhine Kitchen - UAE (06 5326098), Pilsa SA (Pilsa.com), Al Barq - Shaleej +971547920080 http://www.albarqkitchen.com/ , Emainox - Filippo +971 56 653 3433 https://emainox.it/ , Rabadh - EMAN +966 53 871 1366 https://rabadh.com/ , Ascobloc - Maik +49 172 205 5539 https://www.ascobloc.de/en/download/stainless - steel - furniture , Sprint Qatar - Essam +974 5586 7619 https://www.sprint - qatar.com/ , Wolf Qatar - Tony +974 4444 2295, Euro Trade Bahrain - Vassily +97339911287 https://ecegroups.com/ , Masria Egypt (0020 202 - 4610 - 3325) , Ginox - UAE (07 2444567), Ramadi Kitchen Dubai (04 884 0555) or CCE (Commercial Catering Equipment Dubai) 050476 2200 info@ccedubai.com , Quality Fabrication - UAE (info@qualitygrp.net ), Dolphin Kitchens (dolphin.kitchens@yahoo.com).Al heloul al Haditha |  | No alternative manufacturer for this custom fabricated item | Bk2 p173 | Twin Open Wall Shelf * | Twin Open Wall Shelf * | area+ref
Book 2 | Level 09 - Speciality Restaurant - Hot Kitchen Area | RHK 7 | 4 | 4 | yes | 1.00 | Equipment |  | Infrico | Infrico ( www.infrico.com ) | Williams, Destar | Williams ( www.williams - refrigeration.co.uk)(sales@williamsdubai.ae , GINOX ( www.ginoxgroup.com ), Destar ( www.destar - refrigeration.com ) | Bk2 p174 | Refrigerated Preparation Table - 2 Sections with 4 Drawers GN1/2 | Refrigerated Preparation Table - 2 Sections With 4 Drawers Gn1/2 | area+ref
Book 2 | Level 09 - Speciality Restaurant - Hot Kitchen Area | RHK 8 | 1 | 1 | yes | 1.00 | Equipment | R502 VV | Robot Coupe | Robot Coupe ( www.robot - coupe.com ). C.O.O. France | Dito Sama, Hobart | Dito Sama, Hobart | Bk2 p175 | Food Processor 5.9 ltrs Variable Speed | Food Processor 5.9 Ltrs Variable Speed | area+ref
Book 2 | Level 09 - Speciality Restaurant - Hot Kitchen Area | RHK 9 | 1 | 1 | yes | 1.00 | Equipment | Maxx Pro EasyTouch C4 eT 10.10 ES | Convotherm | Convotherm ( www.convotherm.com ). C.O.O. Germany | Rational, Unox, Eloma, 'MKN | Rational ( www.rational - online.com ), Unox ( www.unox.com ), Eloma ( www.eloma.com ), 'MKN ( www.mkn.com ) | Bk2 p176 | Combi-Oven 11 x 1/1GN Electric _Stacked | Combi - Oven 11 X 1/1Gn Electric _Stacked | area+ref
Book 2 | Level 09 - Speciality Restaurant - Hot Kitchen Area | RHK 9a | 1 | 1 | yes | 1.00 | Equipment | Kleensteam CT | Everpure | Everpure (www.fendtech.ae/sales@fendtech.ae). C.O.O. USA | Culligan, So - Safe | Culligan( www.culligan.com ), So - Safe ( www.sosafe.com ) | Bk2 p177 | Filter System For Combi Steamers & Countertop steamers | Filter System For Combi Steamers & Countertop Steamers | area+ref
Book 2 | Level 09 - Speciality Restaurant - Hot Kitchen Area | RHK 10 | 1 | 1 | yes | 1.00 | Equipment | Maxx Pro EasyTouch C4 eT 06.10 ES | Convotherm | Convotherm ( www.convotherm.com ). C.O.O. Germany | Rational, Unox, Eloma, 'MKN | Rational ( www.rational - online.com ), Unox ( www.unox.com ), Eloma ( www.eloma.com ), 'MKN ( www.mkn.com ) | Bk2 p178 | Combi-Oven 7 x 1/1GN Electric | Combi - Oven 7 X 1/1Gn Electric | area+ref
Book 2 | Level 09 - Speciality Restaurant - Hot Kitchen Area | RHK 10a | 1 | 1 | yes | 1.00 | Equipment | Kleensteam CT | Everpure | Everpure (www.fendtech.ae/sales@fendtech.ae). C.O.O. USA | Culligan, So - Safe | Culligan( www.culligan.com ), So - Safe ( www.sosafe.com ) | Bk2 p179 | Filter System For Combi Steamers & Countertop steamers | Filter System For Combi Steamers & Countertop Steamers | area+ref
Book 2 | Level 09 - Speciality Restaurant - Hot Kitchen Area | RHK 11 | 1 | 1 | yes | 1.00 | Equipment | C4 Combivent | Convotherm | Convotherm ( www.convotherm.com ). C.O.O. Germany | Rational, Unox, Eloma, 'MKN | Rational ( www.rational - online.com ), Unox ( www.unox.com ), Eloma ( www.eloma.com ), 'MKN ( www.mkn.com ) | Bk2 p180 | Ventless Hood - Electric type | Ventless Hood - Electric Type | area+ref
Book 2 | Level 09 - Speciality Restaurant - Hot Kitchen Area | RHK 12 | 1 | 1 | yes | 1.00 | Equipment |  | Infrico | Infrico ( www.infrico.com ) | Williams, Destar | Williams ( www.williams - refrigeration.co.uk)(sales@williamsdubai.ae , GINOX ( www.ginoxgroup.com ), Destar ( www.destar - refrigeration.com ) | Bk2 p181 | Upright Freezer- 1 Door GN 2/1 - 600L | Upright Freezer - 1 Door Gn 2/1 - 600L | area+ref
Book 2 | Level 09 - Speciality Restaurant - Hot Kitchen Area | RHK 13 | 4 | 4 | yes | 1.00 | Equipment |  | MKN | MKN ( www.mkn.com ) | Therma, Charvet, Ambach | Therma ( www.professional.electrolux.com ), Charvet (www.charvet.ae),Ambach ( www.ambach.com ) | Bk2 p182 | Spreader Unit | Spreader Unit | area+ref
Book 2 | Level 09 - Speciality Restaurant - Hot Kitchen Area | RHK 14 | 1 | 1 | yes | 1.00 | Equipment |  | MKN | MKN ( www.mkn.com ) | Therma, Charvet, Ambach | Therma ( www.professional.electrolux.com ), Charvet (www.charvet.ae),Ambach ( www.ambach.com ) | Bk2 p183 | 6 Burner Gas Range with Gas Oven 2/1 GN | 6 Burner Gas Range With Gas Oven 2/1 Gn | area+ref
Book 2 | Level 09 - Speciality Restaurant - Hot Kitchen Area | RHK 15 | 1 | 1 | yes | 1.00 | Equipment |  | MKN | MKN ( www.mkn.com ) | Therma, Charvet, Ambach | Therma ( www.professional.electrolux.com ), Charvet (www.charvet.ae),Ambach ( www.ambach.com ) | Bk2 p184 | Electric Bain Marie 1/1 GN | Electric Bain Marie 1/1 Gn | area+ref
Book 2 | Level 09 - Speciality Restaurant - Hot Kitchen Area | RHK 16 | 1 | 1 | yes | 1.00 | Equipment |  | MKN | MKN ( www.mkn.com ) | Therma, Charvet, Ambach | Therma ( www.professional.electrolux.com ), Charvet (www.charvet.ae),Ambach ( www.ambach.com ) | Bk2 p185 | Work Table to match adjacent equipment | Work Table To Match Adjacent Equipment | area+ref
Book 2 | Level 09 - Speciality Restaurant - Hot Kitchen Area | RHK 17 | 1 | 1 | yes | 1.00 | Equipment |  | MKN | MKN ( www.mkn.com ) | Therma, Charvet, Ambach | Therma ( www.professional.electrolux.com ), Charvet (www.charvet.ae),Ambach ( www.ambach.com ) | Bk2 p186 | Electric Salamander Vario Intelligence on shelf | Electric Salamander Vario Intelligence On Shelf | area+ref
Book 2 | Level 09 - Speciality Restaurant - Hot Kitchen Area | RHK 18 | 1 | 1 | yes | 1.00 | Equipment |  | MKN | MKN ( www.mkn.com ) | Therma, Charvet, Ambach | Therma ( www.professional.electrolux.com ), Charvet (www.charvet.ae),Ambach ( www.ambach.com ) | Bk2 p187 | Electric Deep Fat Fryer -30 ltrs | Electric Deep Fat Fryer - 30 Ltrs | area+ref
Book 2 | Level 09 - Speciality Restaurant - Hot Kitchen Area | RHK 19 | 1 | 1 | yes | 1.00 | Equipment |  | MKN | MKN ( www.mkn.com ) | Therma, Charvet, Ambach | Therma ( www.professional.electrolux.com ), Charvet (www.charvet.ae),Ambach ( www.ambach.com ) | Bk2 p188 | Solid Top w/ Gas Oven 2/1GN | Solid Top W/ Gas Oven 2/1Gn | area+ref
Book 2 | Level 09 - Speciality Restaurant - Hot Kitchen Area | RHK 20 | 1 | 1 | yes | 1.00 | Equipment |  | MKN | MKN ( www.mkn.com ) | Therma, Charvet, Ambach | Therma ( www.professional.electrolux.com ), Charvet (www.charvet.ae),Ambach ( www.ambach.com ) | Bk2 p189 | Griddle/Grill - Extended Size | Griddle/Grill - Extended Size | area+ref
Book 2 | Level 09 - Speciality Restaurant - Hot Kitchen Area | RHK 21 | 1 | 1 | yes | 1.00 | Equipment |  | MKN | MKN ( www.mkn.com ) | Therma, Charvet, Ambach | Therma ( www.professional.electrolux.com ), Charvet (www.charvet.ae),Ambach ( www.ambach.com ) | Bk2 p190 | Electric Pasta Cooker | Electric Pasta Cooker | area+ref
Book 2 | Level 09 - Speciality Restaurant - Hot Kitchen Area | RHK 22 | 1 | 1 | yes | 1.00 | Custom Fabrication |  | Prisma SPA, Rhine Kitchen - UAE, Pilsa SA, Al Barq - Shaleej, Emainox - Filippo, Rabadh - EMAN, Ascobloc - Maik - steel - furniture, Sprint Qatar - Essam - qatar.com/, Wolf Qatar - Tony, Euro Trade Bahrain - Vassily, Masria Egypt, Ginox - UAE, Ramadi Kitchen Dubai or CCE, Quality Fabrication - UAE, Dolphin Kitchens .Al heloul al Haditha | Prisma SPA (+41 78677 6468), Rhine Kitchen - UAE (06 5326098), Pilsa SA (Pilsa.com), Al Barq - Shaleej +971547920080 http://www.albarqkitchen.com/ , Emainox - Filippo +971 56 653 3433 https://emainox.it/ , Rabadh - EMAN +966 53 871 1366 https://rabadh.com/ , Ascobloc - Maik +49 172 205 5539 https://www.ascobloc.de/en/download/stainless - steel - furniture , Sprint Qatar - Essam +974 5586 7619 https://www.sprint - qatar.com/ , Wolf Qatar - Tony +974 4444 2295, Euro Trade Bahrain - Vassily +97339911287 https://ecegroups.com/ , Masria Egypt (0020 202 - 4610 - 3325) , Ginox - UAE (07 2444567), Ramadi Kitchen Dubai (04 884 0555) or CCE (Commercial Catering Equipment Dubai) 050476 2200 info@ccedubai.com , Quality Fabrication - UAE (info@qualitygrp.net ), Dolphin Kitchens (dolphin.kitchens@yahoo.com).Al heloul al Haditha |  | No alternative manufacturer for this custom fabricated item | Bk2 p191 | Custom Service Panel and Overhead Pass Shelf With Slatted Shelf* | Custom Service Panel And Overhead Pass Shelf With Slatted Shelf* | area+ref
Book 2 | Level 09 - Speciality Restaurant - Hot Kitchen Area | RHK 23 | 1 | 1 | yes | 1.00 | Equipment |  | Ginox | Ginox ( www.ginoxgroup.com ) | GIF, Halton, ETS Nord | GIF ( www.gif - web.com ), Halton (www.halton.com),ETS Nord ( www.etsnord.com ) | Bk2 p192 | PerformAir Self Cleaning Hood - Island Type (2 Skin) w/ Pulsair Extract 8599. Conditioned 21-23° C dehumidified supply air 7309 perforated hood side panel to kitchen. Balance air from other areas 1290. All in c3/h. | Performair Self Cleaning Hood - Island Type (2 Skin) W/ Pulsair Extract 8599. Conditioned 21 - 23° C Dehumidified Supply Air 7309 Perforated Hood Side Panel To Kitchen. Balance Air From Other Areas 1290. All In C3/H. | area+ref
Book 2 | Level 09 - Speciality Restaurant - Hot Kitchen Area | RHK 24 | 2 | 2 | yes | 1.00 | Equipment |  | Infrico | Infrico ( www.infrico.com ) | Williams, Destar | Williams ( www.williams - refrigeration.co.uk)(sales@williamsdubai.ae , GINOX ( www.ginoxgroup.com ), Destar ( www.destar - refrigeration.com ) | Bk2 p193 | Upright Dual Temperature Refrigerator/Freezer - 2 Doors GN 2/1 - 1400L | Upright Dual Temperature Refrigerator/Freezer - 2 Doors Gn 2/1 - 1400L | area+ref
Book 2 | Level 09 - Speciality Restaurant - Hot Kitchen Area | RHK 25 | 2 | 2 | yes | 1.00 | Equipment |  | Hupfer | Hupfer ( www.hupfer.de ) | DSS, Metro, Tournus, Tonon | DSS ( www.dss - products.com / dannyk88@singnet.com.sg ), Metro ( www.intermetro.com ), Tournus ( www.tournus.com ), Tonon ( www.tonon.com ) | Bk2 p194 | Anodized Aluminium Slatted 4 Tier Rack | Anodized Aluminium Slatted 4 Tier Rack | area+ref
Book 2 | Level 09 - Speciality Restaurant - Hot Kitchen Area | RHK 26 | 7 | 7 | yes | 1.00 | Equipment | Custom | DSS | DSS (dannyk88@singnet.com.sg/DSS168@hotmail.com). C.O.O. China | Aco System | Aco System ( www.aco.ae ) | Bk2 p195 | Floor Channel with Odor Trap & Grating - 450mmx350mm as per plan | Floor Channel With Odor Trap & Grating - 450Mmx350Mm As Per Plan | area+ref
Book 2 | Level 09 - Speciality Restaurant - Hot Kitchen Area | RHK 27 | 1 | 1 | yes | 1.00 | Custom Fabrication |  | Prisma SPA, Rhine Kitchen - UAE, Pilsa SA, Al Barq - Shaleej, Emainox - Filippo, Rabadh - EMAN, Ascobloc - Maik - steel - furniture, Sprint Qatar - Essam - qatar.com/, Wolf Qatar - Tony, Euro Trade Bahrain - Vassily, Masria Egypt, Ginox - UAE, Ramadi Kitchen Dubai or CCE, Quality Fabrication - UAE, Dolphin Kitchens .Al heloul al Haditha | Prisma SPA (+41 78677 6468), Rhine Kitchen - UAE (06 5326098), Pilsa SA (Pilsa.com), Al Barq - Shaleej +971547920080 http://www.albarqkitchen.com/ , Emainox - Filippo +971 56 653 3433 https://emainox.it/ , Rabadh - EMAN +966 53 871 1366 https://rabadh.com/ , Ascobloc - Maik +49 172 205 5539 https://www.ascobloc.de/en/download/stainless - steel - furniture , Sprint Qatar - Essam +974 5586 7619 https://www.sprint - qatar.com/ , Wolf Qatar - Tony +974 4444 2295, Euro Trade Bahrain - Vassily +97339911287 https://ecegroups.com/ , Masria Egypt (0020 202 - 4610 - 3325) , Ginox - UAE (07 2444567), Ramadi Kitchen Dubai (04 884 0555) or CCE (Commercial Catering Equipment Dubai) 050476 2200 info@ccedubai.com , Quality Fabrication - UAE (info@qualitygrp.net ), Dolphin Kitchens (dolphin.kitchens@yahoo.com).Al heloul al Haditha |  | No alternative manufacturer for this custom fabricated item | Bk2 p196 | Table - Centre Type with inset wash hand basin (pull out bin beneath) and inset sink, undershelf and drawer nest. 2mm top * | Table - Centre Type With Inset Wash Hand Basin (Pull Out Bin Beneath) And Inset Sink, Undershelf And Drawer Nest. 2Mm Top * | area+ref
Book 2 | Level 09 - Speciality Restaurant - Hot Kitchen Area | RHK 27a | 1 | 1 | yes | 1.00 | Equipment | Various (EC - 3142 - VF05 + B - 0226 - V15 - WH4 + B - 3950 - 01) | T&S Brass | T&S Brass ( www.tsbrass.com ). C.O.O. USA. | Klarco, Kraus | Klarco ( www.klarco.com ), Kraus( www.krausproducts.com ) | Bk2 p197 | Faucet and other Attachments - Preparation Table | Faucet And Other Attachments - Preparation Table | area+ref
Book 2 | Level 09 - Speciality Restaurant - Hot Kitchen Area | RHK 28 | 4 | 4 | yes | 1.00 | Custom Fabrication |  | Prisma SPA, Rhine Kitchen - UAE, Pilsa SA, Al Barq - Shaleej, Emainox - Filippo, Rabadh - EMAN, Ascobloc - Maik - steel - furniture, Sprint Qatar - Essam - qatar.com/, Wolf Qatar - Tony, Euro Trade Bahrain - Vassily, Masria Egypt, Ginox - UAE, Ramadi Kitchen Dubai or CCE, Quality Fabrication - UAE, Dolphin Kitchens .Al heloul al Haditha | Prisma SPA (+41 78677 6468), Rhine Kitchen - UAE (06 5326098), Pilsa SA (Pilsa.com), Al Barq - Shaleej +971547920080 http://www.albarqkitchen.com/ , Emainox - Filippo +971 56 653 3433 https://emainox.it/ , Rabadh - EMAN +966 53 871 1366 https://rabadh.com/ , Ascobloc - Maik +49 172 205 5539 https://www.ascobloc.de/en/download/stainless - steel - furniture , Sprint Qatar - Essam +974 5586 7619 https://www.sprint - qatar.com/ , Wolf Qatar - Tony +974 4444 2295, Euro Trade Bahrain - Vassily +97339911287 https://ecegroups.com/ , Masria Egypt (0020 202 - 4610 - 3325) , Ginox - UAE (07 2444567), Ramadi Kitchen Dubai (04 884 0555) or CCE (Commercial Catering Equipment Dubai) 050476 2200 info@ccedubai.com , Quality Fabrication - UAE (info@qualitygrp.net ), Dolphin Kitchens (dolphin.kitchens@yahoo.com).Al heloul al Haditha |  | No alternative manufacturer for this custom fabricated item | Bk2 p198 | Overhead Shelf _Table Mounted* | Overhead Shelf _Table Mounted* | area+ref
Book 2 | Level 09 - Speciality Restaurant - Hot Kitchen Area | RHK 29 | 1 | 1 | yes | 1.00 | Equipment |  | Infrico | Infrico ( www.infrico.com ) | Williams, Destar | Williams ( www.williams - refrigeration.co.uk)(sales@williamsdubai.ae , GINOX ( www.ginoxgroup.com ), Destar ( www.destar - refrigeration.com ) | Bk2 p199 | Undercounter Freezer 1 Solid Door - 150L | Undercounter Freezer 1 Solid Door - 150L | area+ref
Book 2 | Level 09 - Speciality Restaurant - Hot Kitchen Area | RHK 30 | 1 | 1 | yes | 1.00 | Equipment | 816 422 | Tournus | Tournus ( www.tournus.com ). C.O.O. France | Sofinor, Bourgeat | Sofinor ( www.sofinor.com ), Bourgeat( www.bourgeat.fr ) | Bk2 p200 | Knife Steriliser with UV Light -15 Knife 1 Door Cabinet with Magnetized Bar | Knife Steriliser With Uv Light - 15 Knife 1 Door Cabinet With Magnetized Bar | area+ref
Book 2 | Level 09 - Speciality Restaurant - Hot Kitchen Area | RHK 31 | 1 | 1 | yes | 1.00 | Custom Fabrication |  | Prisma SPA, Rhine Kitchen - UAE, Pilsa SA, Al Barq - Shaleej, Emainox - Filippo, Rabadh - EMAN, Ascobloc - Maik - steel - furniture, Sprint Qatar - Essam - qatar.com/, Wolf Qatar - Tony, Euro Trade Bahrain - Vassily, Masria Egypt, Ginox - UAE, Ramadi Kitchen Dubai or CCE, Quality Fabrication - UAE, Dolphin Kitchens .Al heloul al Haditha | Prisma SPA (+41 78677 6468), Rhine Kitchen - UAE (06 5326098), Pilsa SA (Pilsa.com), Al Barq - Shaleej +971547920080 http://www.albarqkitchen.com/ , Emainox - Filippo +971 56 653 3433 https://emainox.it/ , Rabadh - EMAN +966 53 871 1366 https://rabadh.com/ , Ascobloc - Maik +49 172 205 5539 https://www.ascobloc.de/en/download/stainless - steel - furniture , Sprint Qatar - Essam +974 5586 7619 https://www.sprint - qatar.com/ , Wolf Qatar - Tony +974 4444 2295, Euro Trade Bahrain - Vassily +97339911287 https://ecegroups.com/ , Masria Egypt (0020 202 - 4610 - 3325) , Ginox - UAE (07 2444567), Ramadi Kitchen Dubai (04 884 0555) or CCE (Commercial Catering Equipment Dubai) 050476 2200 info@ccedubai.com , Quality Fabrication - UAE (info@qualitygrp.net ), Dolphin Kitchens (dolphin.kitchens@yahoo.com).Al heloul al Haditha |  | No alternative manufacturer for this custom fabricated item | Bk2 p201 | Custom Fabricated Hot Cupboard with Sliding Door * | Custom Fabricated Hot Cupboard With Sliding Door * | area+ref
Book 2 | Level 09 - Speciality Restaurant - Hot Kitchen Area | RHK 32 | 2 | 2 | yes | 1.00 | Equipment |  | Hatco | Hatco ( www.hatcocorp.com ) | Baselite, Bon Chef | Baselite ( www.baselite.com ), Bon Chef ( www.bonchef.com ) | Bk2 p202 | Heat Lamp _Attached on Shelf | Heat Lamp _Attached On Shelf | area+ref
Book 2 | Level 09 - Speciality Restaurant - Hot Kitchen Area | RHK 33 | 2 | 2 | yes | 1.00 | Custom Fabrication |  | Prisma SPA, Rhine Kitchen - UAE, Pilsa SA, Al Barq - Shaleej, Emainox - Filippo, Rabadh - EMAN, Ascobloc - Maik - steel - furniture, Sprint Qatar - Essam - qatar.com/, Wolf Qatar - Tony, Euro Trade Bahrain - Vassily, Masria Egypt, Ginox - UAE, Ramadi Kitchen Dubai or CCE, Quality Fabrication - UAE, Dolphin Kitchens .Al heloul al Haditha | Prisma SPA (+41 78677 6468), Rhine Kitchen - UAE (06 5326098), Pilsa SA (Pilsa.com), Al Barq - Shaleej +971547920080 http://www.albarqkitchen.com/ , Emainox - Filippo +971 56 653 3433 https://emainox.it/ , Rabadh - EMAN +966 53 871 1366 https://rabadh.com/ , Ascobloc - Maik +49 172 205 5539 https://www.ascobloc.de/en/download/stainless - steel - furniture , Sprint Qatar - Essam +974 5586 7619 https://www.sprint - qatar.com/ , Wolf Qatar - Tony +974 4444 2295, Euro Trade Bahrain - Vassily +97339911287 https://ecegroups.com/ , Masria Egypt (0020 202 - 4610 - 3325) , Ginox - UAE (07 2444567), Ramadi Kitchen Dubai (04 884 0555) or CCE (Commercial Catering Equipment Dubai) 050476 2200 info@ccedubai.com , Quality Fabrication - UAE (info@qualitygrp.net ), Dolphin Kitchens (dolphin.kitchens@yahoo.com).Al heloul al Haditha |  | No alternative manufacturer for this custom fabricated item | Bk2 p203 | Overhead Shelf _Table Mounted* | Overhead Shelf _Table Mounted* | area+ref
Book 2 | Level 09 - Speciality Restaurant - Hot Kitchen Area | RHK 34 | 1 | 1 | yes | 1.00 | Equipment | ELCKS66 | Scanbox | Scanbox ( www.scanbox.se ). C.O.O. Sweden | CIRCUM Hot/Cold - DSS, Alto - shaam, B.Pro, Moduline | CIRCUM Hot/Cold - DSS (dss - products.com), Alto - shaam ( www.alto - shaam.com ), B.Pro ( www.bpro - solutions.com ), Moduline ( www.moduline.it ) | Bk2 p204 | Mobile Hot & Cold Holding Trolley - 6+6 x GN 1/1 | Mobile Hot & Cold Holding Trolley - 6+6 X Gn 1/1 | area+ref
Book 2 | Level 09 - Speciality Restaurant - Hot Kitchen Area | RHK 35 | 1 | 1 | yes | 1.00 | Equipment | IM 240ANE + B - 210SA | Hoshizaki | Hoshizaki( www.hoshizaki.ae ). C.O.O. UK | Scotsman, Ice - O - Matic, Manitowoc | Scotsman( www.scotsman - ice.com ), Ice - O - Matic ( www.iceomatic.com ), Manitowoc( www.manitowocice.com ) | Bk2 p205 | Upright Ice Cuber 240kg/day w/ 217 kg Bin - Air Cooled | Upright Ice Cuber 240Kg/Day W/ 217 Kg Bin - Air Cooled | area+ref
Book 2 | Level 09 - Speciality Restaurant - Hot Kitchen Area | RHK 35a | 1 | 1 | yes | 1.00 | Equipment | Insurice Triple - i4000² System | Everpure | Everpure (www.fendtech.ae/sales@fendtech.ae). C.O.O. USA | Culligan, So - Safe | Culligan( www.culligan.com ), So - Safe ( www.sosafe.com ) | Bk2 p206 | Filter System For Ice Production Machines | Filter System For Ice Production Machines | area+ref
Book 2 | Level 09 - Speciality Restaurant - Hot Kitchen Area | RHK 36 | 1 | 1 | yes | 1.00 | Custom Fabrication |  | Prisma SPA, Rhine Kitchen - UAE, Pilsa SA, Al Barq - Shaleej, Emainox - Filippo, Rabadh - EMAN, Ascobloc - Maik - steel - furniture, Sprint Qatar - Essam - qatar.com/, Wolf Qatar - Tony, Euro Trade Bahrain - Vassily, Masria Egypt, Ginox - UAE, Ramadi Kitchen Dubai or CCE, Quality Fabrication - UAE, Dolphin Kitchens .Al heloul al Haditha | Prisma SPA (+41 78677 6468), Rhine Kitchen - UAE (06 5326098), Pilsa SA (Pilsa.com), Al Barq - Shaleej +971547920080 http://www.albarqkitchen.com/ , Emainox - Filippo +971 56 653 3433 https://emainox.it/ , Rabadh - EMAN +966 53 871 1366 https://rabadh.com/ , Ascobloc - Maik +49 172 205 5539 https://www.ascobloc.de/en/download/stainless - steel - furniture , Sprint Qatar - Essam +974 5586 7619 https://www.sprint - qatar.com/ , Wolf Qatar - Tony +974 4444 2295, Euro Trade Bahrain - Vassily +97339911287 https://ecegroups.com/ , Masria Egypt (0020 202 - 4610 - 3325) , Ginox - UAE (07 2444567), Ramadi Kitchen Dubai (04 884 0555) or CCE (Commercial Catering Equipment Dubai) 050476 2200 info@ccedubai.com , Quality Fabrication - UAE (info@qualitygrp.net ), Dolphin Kitchens (dolphin.kitchens@yahoo.com).Al heloul al Haditha |  | No alternative manufacturer for this custom fabricated item | Bk2 p207 | Table - Centre Type with single bowl sink, undershelf and integral angle ledge unit. 2mm top * | Table - Centre Type With Single Bowl Sink, Undershelf And Integral Angle Ledge Unit. 2Mm Top * | area+ref
Book 2 | Level 09 - Speciality Restaurant - Hot Kitchen Area | RHK 36a | 1 | 1 | yes | 1.00 | Equipment | Various (B - 0226 - V15 - WH4 + B - 3950 - 01) | T&S Brass | T&S Brass ( www.tsbrass.com ). C.O.O. USA. | Klarco, Kraus | Klarco ( www.klarco.com ), Kraus( www.krausproducts.com ) | Bk2 p208 | Faucet and other Attachments - Sink Unit | Faucet And Other Attachments - Sink Unit | area+ref
Book 2 | Level 09 - Speciality Restaurant - Hot Kitchen Area | RHK 37 | 1 | 1 | yes | 1.00 | Equipment |  | miwe | miwe ( www.miwe.de ) | Sveba Dahlen, Salva, Macpan | Sveba Dahlen ( www.sveba - dahlen.com ), Salva ( www.salva.es ), Macpan ( www.macpan.com ) | Bk2 p209 | Small Baking Oven, Convection Oven with Steam Hood, lower drying cabinet ceiling mounted | Small Baking Oven, Convection Oven With Steam Hood, Lower Drying Cabinet Ceiling Mounted | area+ref
Book 2 | Level 09 - Speciality Restaurant - Hot Kitchen Area | RHK 37a | 1 | 1 | yes | 1.00 | Equipment | Kleensteam CT | Everpure | Everpure (www.fendtech.ae/sales@fendtech.ae). C.O.O. USA | Culligan, So - Safe | Culligan( www.culligan.com ), So - Safe ( www.sosafe.com ) | Bk2 p210 | Filter System For Combi Steamers & Countertop steamers | Filter System For Combi Steamers & Countertop Steamers | area+ref
Book 2 | Level 09 - Speciality Restaurant - Hot Kitchen Area | RHK 38 | 1 | 1 | yes | 1.00 | Equipment | 3315206 | Convotherm | Convotherm ( www.convotherm.com ). C.O.O. Germany | Rational, Unox, Eloma, 'MKN | Rational ( www.rational - online.com ), Unox ( www.unox.com ), Eloma ( www.eloma.com ), 'MKN ( www.mkn.com ) | Bk2 p211 | GN Loading Roll In Trolley 20.10 | Gn Loading Roll In Trolley 20.10 | area+ref
Book 2 | Level 09 - Speciality Restaurant - Hot Kitchen Area | RHK 39 | 1 | 1 | yes | 1.00 | Custom Fabrication |  | Prisma SPA, Rhine Kitchen - UAE, Pilsa SA, Al Barq - Shaleej, Emainox - Filippo, Rabadh - EMAN, Ascobloc - Maik - steel - furniture, Sprint Qatar - Essam - qatar.com/, Wolf Qatar - Tony, Euro Trade Bahrain - Vassily, Masria Egypt, Ginox - UAE, Ramadi Kitchen Dubai or CCE, Quality Fabrication - UAE, Dolphin Kitchens .Al heloul al Haditha | Prisma SPA (+41 78677 6468), Rhine Kitchen - UAE (06 5326098), Pilsa SA (Pilsa.com), Al Barq - Shaleej +971547920080 http://www.albarqkitchen.com/ , Emainox - Filippo +971 56 653 3433 https://emainox.it/ , Rabadh - EMAN +966 53 871 1366 https://rabadh.com/ , Ascobloc - Maik +49 172 205 5539 https://www.ascobloc.de/en/download/stainless - steel - furniture , Sprint Qatar - Essam +974 5586 7619 https://www.sprint - qatar.com/ , Wolf Qatar - Tony +974 4444 2295, Euro Trade Bahrain - Vassily +97339911287 https://ecegroups.com/ , Masria Egypt (0020 202 - 4610 - 3325) , Ginox - UAE (07 2444567), Ramadi Kitchen Dubai (04 884 0555) or CCE (Commercial Catering Equipment Dubai) 050476 2200 info@ccedubai.com , Quality Fabrication - UAE (info@qualitygrp.net ), Dolphin Kitchens (dolphin.kitchens@yahoo.com).Al heloul al Haditha |  | No alternative manufacturer for this custom fabricated item | Bk2 p212 | Table - Wall Type with undershelf 2mm top * | Table - Wall Type With Undershelf 2Mm Top * | area+ref
Book 2 | Level 09 - Speciality Restaurant - Hot Kitchen Area | RHK 40 | 1 | 1 | yes | 1.00 | Equipment | Avenger | Avenger System LLC / Falcon Fire & Safety Equip | Avenger System LLC / Falcon Fire & Safety Equip. ( www.falconfireme.com ) ; (sales@falconfireme.com ). C.O.O. U.S.A. | Ansul, Kidde | Ansul ( www.ansul.com ), Kidde ( https://kiddefenwal.com/ ) | Bk2 p213 | Fire Suppression/Fighting System | Fire Suppression/Fighting System | area+ref
Book 2 | Level 09 - Speciality Restauran Washing Area | CWA 1 | 2 | 2 | yes | 1.00 | Equipment | DSC - 300S - 150D/OT & DSG - 300S | DSS | DSS (dannyk88@singnet.com.sg/DSS168@hotmail.com). C.O.O. China | Aco System | Aco System ( www.aco.ae ) | Bk2 p216 | Floor Channel with Odor Trap & Grating - 350mm as per plan | Floor Channel With Odor Trap & Grating - 350Mm As Per Plan | area+ref
Book 2 | Level 09 - Speciality Restauran Washing Area | CWA 2 | 1 | 1 | yes | 1.00 | Equipment | 806 382 | Tournus | Tournus ( www.tournus.com ). C.O.O. France | DSS, Sofinor, Eagle Group, Mechline | DSS (dss - products.com), Sofinor ( www.sofinor.com ), Eagle Group ( www.eaglegrp.com ), Mechline ( www.mechline.com ) | Bk2 p217 | Cantilevered wash hand basin - knee control | Cantilevered Wash Hand Basin - Knee Control | area+ref
Book 2 | Level 09 - Speciality Restauran Washing Area | CWA 3 | 2 | 2 | yes | 1.00 | Equipment |  | Insectocutor | Insectocutor ( www.pelsis.com , hygieneproducts@tte.ae ) | Branderburg, Johnson Group | Branderburg ( www.b - one.com ), Johnson Group ( www.johnson - group.com.hk ) | Bk2 p218 | Fly Killer - Ss Cover- Glueboard _To Suit Site | Fly Killer - Ss Cover - Glueboard _To Suit Site | area+ref
Book 2 | Level 09 - Speciality Restauran Washing Area | CWA 4 | 1 | 1 | yes | 1.00 | Equipment | Ambion 100 | HVAC Plasmaclean | HVAC Plasmaclean (MGK +971 4 396 8264). C.O.O. UK | Mechline Hygenikx, Aerox | Mechline Hygenikx ( www.mechline.com.hgx/ ), Aerox ( www.aeroxinjector.com ) | Bk2 p219 | Plasma Ionisation Smell Reduction Unit | Plasma Ionisation Smell Reduction Unit | area+ref
Book 2 | Level 09 - Speciality Restauran Washing Area | CWA 5 | 1 | 1 | yes | 1.00 | Equipment | 1883552 (Streamline) | Rubbermaid | Rubbermaid( www.rubbermaid.com ). C.O.O. U.S.A. | Carlisle, Green Revolution, Cosmoplast | Carlisle ( www.carlislefsp.com ), Green Revolution ( www.green - revolution.in ), Cosmoplast ( www.cosmoplast.com ) | Bk2 p220 | Mobile Waste Bin Slim Jim Step-On (Beige color) | Mobile Waste Bin Slim Jim Step - On (Beige Color) | area+ref
Book 2 | Level 09 - Speciality Restauran Washing Area | CWA 6 | 1 | 1 | yes | 1.00 | Custom Fabrication |  | Prisma SPA, Rhine Kitchen - UAE, Pilsa SA, Al Barq - Shaleej, Emainox - Filippo, Rabadh - EMAN, Ascobloc - Maik - steel - furniture, Sprint Qatar - Essam - qatar.com/, Wolf Qatar - Tony, Euro Trade Bahrain - Vassily, Masria Egypt, Ginox - UAE, Ramadi Kitchen Dubai or CCE, Quality Fabrication - UAE, Dolphin Kitchens .Al heloul al Haditha | Prisma SPA (+41 78677 6468), Rhine Kitchen - UAE (06 5326098), Pilsa SA (Pilsa.com), Al Barq - Shaleej +971547920080 http://www.albarqkitchen.com/ , Emainox - Filippo +971 56 653 3433 https://emainox.it/ , Rabadh - EMAN +966 53 871 1366 https://rabadh.com/ , Ascobloc - Maik +49 172 205 5539 https://www.ascobloc.de/en/download/stainless - steel - furniture , Sprint Qatar - Essam +974 5586 7619 https://www.sprint - qatar.com/ , Wolf Qatar - Tony +974 4444 2295, Euro Trade Bahrain - Vassily +97339911287 https://ecegroups.com/ , Masria Egypt (0020 202 - 4610 - 3325) , Ginox - UAE (07 2444567), Ramadi Kitchen Dubai (04 884 0555) or CCE (Commercial Catering Equipment Dubai) 050476 2200 info@ccedubai.com , Quality Fabrication - UAE (info@qualitygrp.net ), Dolphin Kitchens (dolphin.kitchens@yahoo.com).Al heloul al Haditha |  | No alternative manufacturer for this custom fabricated item | Bk2 p221 | Shelf over Hatch Opening and Hatch Cladding to sides and top. * | Shelf Over Hatch Opening And Hatch Cladding To Sides And Top. * | area+ref
Book 2 | Level 09 - Speciality Restauran Washing Area | CWA 7 | 1 | 1 | yes | 1.00 | Custom Fabrication |  | Prisma SPA, Rhine Kitchen - UAE, Pilsa SA, Al Barq - Shaleej, Emainox - Filippo, Rabadh - EMAN, Ascobloc - Maik - steel - furniture, Sprint Qatar - Essam - qatar.com/, Wolf Qatar - Tony, Euro Trade Bahrain - Vassily, Masria Egypt, Ginox - UAE, Ramadi Kitchen Dubai or CCE, Quality Fabrication - UAE, Dolphin Kitchens .Al heloul al Haditha | Prisma SPA (+41 78677 6468), Rhine Kitchen - UAE (06 5326098), Pilsa SA (Pilsa.com), Al Barq - Shaleej +971547920080 http://www.albarqkitchen.com/ , Emainox - Filippo +971 56 653 3433 https://emainox.it/ , Rabadh - EMAN +966 53 871 1366 https://rabadh.com/ , Ascobloc - Maik +49 172 205 5539 https://www.ascobloc.de/en/download/stainless - steel - furniture , Sprint Qatar - Essam +974 5586 7619 https://www.sprint - qatar.com/ , Wolf Qatar - Tony +974 4444 2295, Euro Trade Bahrain - Vassily +97339911287 https://ecegroups.com/ , Masria Egypt (0020 202 - 4610 - 3325) , Ginox - UAE (07 2444567), Ramadi Kitchen Dubai (04 884 0555) or CCE (Commercial Catering Equipment Dubai) 050476 2200 info@ccedubai.com , Quality Fabrication - UAE (info@qualitygrp.net ), Dolphin Kitchens (dolphin.kitchens@yahoo.com).Al heloul al Haditha |  | No alternative manufacturer for this custom fabricated item | Bk2 p222 | Stainless Steel Sorting Table * | Stainless Steel Sorting Table * | area+ref
Book 2 | Level 09 - Speciality Restauran Washing Area | CWA 8 | 1 | 1 | yes | 1.00 | Custom Fabrication |  | Prisma SPA, Rhine Kitchen - UAE, Pilsa SA, Al Barq - Shaleej, Emainox - Filippo, Rabadh - EMAN, Ascobloc - Maik - steel - furniture, Sprint Qatar - Essam - qatar.com/, Wolf Qatar - Tony, Euro Trade Bahrain - Vassily, Masria Egypt, Ginox - UAE, Ramadi Kitchen Dubai or CCE, Quality Fabrication - UAE, Dolphin Kitchens .Al heloul al Haditha | Prisma SPA (+41 78677 6468), Rhine Kitchen - UAE (06 5326098), Pilsa SA (Pilsa.com), Al Barq - Shaleej +971547920080 http://www.albarqkitchen.com/ , Emainox - Filippo +971 56 653 3433 https://emainox.it/ , Rabadh - EMAN +966 53 871 1366 https://rabadh.com/ , Ascobloc - Maik +49 172 205 5539 https://www.ascobloc.de/en/download/stainless - steel - furniture , Sprint Qatar - Essam +974 5586 7619 https://www.sprint - qatar.com/ , Wolf Qatar - Tony +974 4444 2295, Euro Trade Bahrain - Vassily +97339911287 https://ecegroups.com/ , Masria Egypt (0020 202 - 4610 - 3325) , Ginox - UAE (07 2444567), Ramadi Kitchen Dubai (04 884 0555) or CCE (Commercial Catering Equipment Dubai) 050476 2200 info@ccedubai.com , Quality Fabrication - UAE (info@qualitygrp.net ), Dolphin Kitchens (dolphin.kitchens@yahoo.com).Al heloul al Haditha |  | No alternative manufacturer for this custom fabricated item | Bk2 p223 | Stainless Steel Inlet Sink Table * | Stainless Steel Inlet Sink Table * | area+ref
Book 2 | Level 09 - Speciality Restauran Washing Area | CWA 8a | 1 | 1 | yes | 1.00 | Equipment | Various (B - 0114 - 01B - WH4 + B - 3950 - 01) | T&S Brass | T&S Brass ( www.tsbrass.com ). C.O.O. USA. | Klarco, Kraus | Klarco ( www.klarco.com ), Kraus( www.krausproducts.com ) | Bk2 p224 | Faucet and other Attachments -Spray Faucet | Faucet And Other Attachments - Spray Faucet | area+ref
Book 2 | Level 09 - Speciality Restauran Washing Area | CWA 9 | 1 | 1 | yes | 1.00 | Equipment | PT - M - TWIN SET | Winterhalter | Winterhalter( www.winterhalter.ae ). C.O.O. Germany | Meiko, Hobart Germany | Meiko ( www.meikome.com ), Hobart Germany | Bk2 p225 | Double Basket Pass Through Dish Washer - up to 144 racks/h, 50x50 cm Rack Size | Double Basket Pass Through Dish Washer - Up To 144 Racks/H, 50X50 Cm Rack Size | area+ref
Book 2 | Level 09 - Speciality Restauran Washing Area | CWA 9a | 1 | 1 | yes | 1.00 | Equipment | KLEENWARE HTS - 11 SYSTEM | Everpure | Everpure (www.fendtech.ae/sales@fendtech.ae). C.O.O. USA | Culligan, So - Safe | Culligan( www.culligan.com ), So - Safe ( www.sosafe.com ) | Bk2 p226 | Filter System For Scale Prevention & Corrosion Control for Dishwasher /Glass washer | Filter System For Scale Prevention & Corrosion Control For Dishwasher /Glass Washer | area+ref
Book 2 | Level 09 - Speciality Restauran Washing Area | CWA 10 | 1 | 1 | yes | 1.00 | Custom Fabrication |  | Prisma SPA, Rhine Kitchen - UAE, Pilsa SA, Al Barq - Shaleej, Emainox - Filippo, Rabadh - EMAN, Ascobloc - Maik - steel - furniture, Sprint Qatar - Essam - qatar.com/, Wolf Qatar - Tony, Euro Trade Bahrain - Vassily, Masria Egypt, Ginox - UAE, Ramadi Kitchen Dubai or CCE, Quality Fabrication - UAE, Dolphin Kitchens .Al heloul al Haditha | Prisma SPA (+41 78677 6468), Rhine Kitchen - UAE (06 5326098), Pilsa SA (Pilsa.com), Al Barq - Shaleej +971547920080 http://www.albarqkitchen.com/ , Emainox - Filippo +971 56 653 3433 https://emainox.it/ , Rabadh - EMAN +966 53 871 1366 https://rabadh.com/ , Ascobloc - Maik +49 172 205 5539 https://www.ascobloc.de/en/download/stainless - steel - furniture , Sprint Qatar - Essam +974 5586 7619 https://www.sprint - qatar.com/ , Wolf Qatar - Tony +974 4444 2295, Euro Trade Bahrain - Vassily +97339911287 https://ecegroups.com/ , Masria Egypt (0020 202 - 4610 - 3325) , Ginox - UAE (07 2444567), Ramadi Kitchen Dubai (04 884 0555) or CCE (Commercial Catering Equipment Dubai) 050476 2200 info@ccedubai.com , Quality Fabrication - UAE (info@qualitygrp.net ), Dolphin Kitchens (dolphin.kitchens@yahoo.com).Al heloul al Haditha |  | No alternative manufacturer for this custom fabricated item | Bk2 p227 | Vapour Hood - 1500 cu mtrs per hour exhaust * | Vapour Hood - 1500 Cu Mtrs Per Hour Exhaust * | area+ref
Book 2 | Level 09 - Speciality Restauran Washing Area | CWA 11 | 1 | 1 | yes | 1.00 | Custom Fabrication |  | Prisma SPA, Rhine Kitchen - UAE, Pilsa SA, Al Barq - Shaleej, Emainox - Filippo, Rabadh - EMAN, Ascobloc - Maik - steel - furniture, Sprint Qatar - Essam - qatar.com/, Wolf Qatar - Tony, Euro Trade Bahrain - Vassily, Masria Egypt, Ginox - UAE, Ramadi Kitchen Dubai or CCE, Quality Fabrication - UAE, Dolphin Kitchens .Al heloul al Haditha | Prisma SPA (+41 78677 6468), Rhine Kitchen - UAE (06 5326098), Pilsa SA (Pilsa.com), Al Barq - Shaleej +971547920080 http://www.albarqkitchen.com/ , Emainox - Filippo +971 56 653 3433 https://emainox.it/ , Rabadh - EMAN +966 53 871 1366 https://rabadh.com/ , Ascobloc - Maik +49 172 205 5539 https://www.ascobloc.de/en/download/stainless - steel - furniture , Sprint Qatar - Essam +974 5586 7619 https://www.sprint - qatar.com/ , Wolf Qatar - Tony +974 4444 2295, Euro Trade Bahrain - Vassily +97339911287 https://ecegroups.com/ , Masria Egypt (0020 202 - 4610 - 3325) , Ginox - UAE (07 2444567), Ramadi Kitchen Dubai (04 884 0555) or CCE (Commercial Catering Equipment Dubai) 050476 2200 info@ccedubai.com , Quality Fabrication - UAE (info@qualitygrp.net ), Dolphin Kitchens (dolphin.kitchens@yahoo.com).Al heloul al Haditha |  | No alternative manufacturer for this custom fabricated item | Bk2 p228 | Outlet Table with cuprack storage* | Outlet Table With Cuprack Storage* | area+ref
Book 2 | Level 09 - Speciality Restauran Washing Area | CWA 12 | 1 | 1 | yes | 1.00 | Equipment | UC - XL | Winterhalter | Winterhalter( www.winterhalter.ae ). C.O.O. Germany | Meiko, Hobart Germany | Meiko ( www.meikome.com ), Hobart Germany | Bk2 p229 | Undercounter Dish/Glass/Tray/Cutlery Washer - 65 racks/h, 50x50/54 cm Rack Size | Undercounter Dish/Glass/Tray/Cutlery Washer - 65 Racks/H, 50X50/54 Cm Rack Size | area+ref
Book 2 | Level 09 - Speciality Restauran Washing Area | CWA 12a | 1 | 1 | yes | 1.00 | Equipment | KLEENWARE HTS - 11 SYSTEM | Everpure | Everpure (www.fendtech.ae/sales@fendtech.ae). C.O.O. USA | Culligan, So - Safe | Culligan( www.culligan.com ), So - Safe ( www.sosafe.com ) | Bk2 p230 | Filter System For Scale Prevention & Corrosion Control for Dishwasher /Glass washer | Filter System For Scale Prevention & Corrosion Control For Dishwasher /Glass Washer | area+ref
Book 2 | Level 09 - Speciality Restauran Washing Area | CWA 13 | 1 | 1 | yes | 1.00 | Custom Fabrication |  | Prisma SPA, Rhine Kitchen - UAE, Pilsa SA, Al Barq - Shaleej, Emainox - Filippo, Rabadh - EMAN, Ascobloc - Maik - steel - furniture, Sprint Qatar - Essam - qatar.com/, Wolf Qatar - Tony, Euro Trade Bahrain - Vassily, Masria Egypt, Ginox - UAE, Ramadi Kitchen Dubai or CCE, Quality Fabrication - UAE, Dolphin Kitchens .Al heloul al Haditha | Prisma SPA (+41 78677 6468), Rhine Kitchen - UAE (06 5326098), Pilsa SA (Pilsa.com), Al Barq - Shaleej +971547920080 http://www.albarqkitchen.com/ , Emainox - Filippo +971 56 653 3433 https://emainox.it/ , Rabadh - EMAN +966 53 871 1366 https://rabadh.com/ , Ascobloc - Maik +49 172 205 5539 https://www.ascobloc.de/en/download/stainless - steel - furniture , Sprint Qatar - Essam +974 5586 7619 https://www.sprint - qatar.com/ , Wolf Qatar - Tony +974 4444 2295, Euro Trade Bahrain - Vassily +97339911287 https://ecegroups.com/ , Masria Egypt (0020 202 - 4610 - 3325) , Ginox - UAE (07 2444567), Ramadi Kitchen Dubai (04 884 0555) or CCE (Commercial Catering Equipment Dubai) 050476 2200 info@ccedubai.com , Quality Fabrication - UAE (info@qualitygrp.net ), Dolphin Kitchens (dolphin.kitchens@yahoo.com).Al heloul al Haditha |  | No alternative manufacturer for this custom fabricated item | Bk2 p231 | Overhead Wash Rack Holder * | Overhead Wash Rack Holder * | area+ref
Book 2 | Level 09 - Speciality Restauran Washing Area | CWA 14 | 2 | 2 | yes | 1.00 | Equipment | DSC - 1500L - 150D/OT & DSG - 300L | DSS | DSS (dannyk88@singnet.com.sg/DSS168@hotmail.com). C.O.O. China | Aco System | Aco System ( www.aco.ae ) | Bk2 p232 | Floor Channel with Odor Trap & Grating - 1550mmx350mm as per plan | Floor Channel With Odor Trap & Grating - 1550Mmx350Mm As Per Plan | area+ref
Book 2 | Level 09 - Speciality Restauran Washing Area | CWA 15 | 2 | 2 | yes | 1.00 | Custom Fabrication |  | Prisma SPA, Rhine Kitchen - UAE, Pilsa SA, Al Barq - Shaleej, Emainox - Filippo, Rabadh - EMAN, Ascobloc - Maik - steel - furniture, Sprint Qatar - Essam - qatar.com/, Wolf Qatar - Tony, Euro Trade Bahrain - Vassily, Masria Egypt, Ginox - UAE, Ramadi Kitchen Dubai or CCE, Quality Fabrication - UAE, Dolphin Kitchens .Al heloul al Haditha | Prisma SPA (+41 78677 6468), Rhine Kitchen - UAE (06 5326098), Pilsa SA (Pilsa.com), Al Barq - Shaleej +971547920080 http://www.albarqkitchen.com/ , Emainox - Filippo +971 56 653 3433 https://emainox.it/ , Rabadh - EMAN +966 53 871 1366 https://rabadh.com/ , Ascobloc - Maik +49 172 205 5539 https://www.ascobloc.de/en/download/stainless - steel - furniture , Sprint Qatar - Essam +974 5586 7619 https://www.sprint - qatar.com/ , Wolf Qatar - Tony +974 4444 2295, Euro Trade Bahrain - Vassily +97339911287 https://ecegroups.com/ , Masria Egypt (0020 202 - 4610 - 3325) , Ginox - UAE (07 2444567), Ramadi Kitchen Dubai (04 884 0555) or CCE (Commercial Catering Equipment Dubai) 050476 2200 info@ccedubai.com , Quality Fabrication - UAE (info@qualitygrp.net ), Dolphin Kitchens (dolphin.kitchens@yahoo.com).Al heloul al Haditha |  | No alternative manufacturer for this custom fabricated item | Bk2 p233 | Custom Overhead Pot Rack * | Custom Overhead Pot Rack * | area+ref
Book 2 | Level 09 - Speciality Restauran Washing Area | CWA 16 | 1 | 1 | yes | 1.00 | Custom Fabrication |  | Prisma SPA, Rhine Kitchen - UAE, Pilsa SA, Al Barq - Shaleej, Emainox - Filippo, Rabadh - EMAN, Ascobloc - Maik - steel - furniture, Sprint Qatar - Essam - qatar.com/, Wolf Qatar - Tony, Euro Trade Bahrain - Vassily, Masria Egypt, Ginox - UAE, Ramadi Kitchen Dubai or CCE, Quality Fabrication - UAE, Dolphin Kitchens .Al heloul al Haditha | Prisma SPA (+41 78677 6468), Rhine Kitchen - UAE (06 5326098), Pilsa SA (Pilsa.com), Al Barq - Shaleej +971547920080 http://www.albarqkitchen.com/ , Emainox - Filippo +971 56 653 3433 https://emainox.it/ , Rabadh - EMAN +966 53 871 1366 https://rabadh.com/ , Ascobloc - Maik +49 172 205 5539 https://www.ascobloc.de/en/download/stainless - steel - furniture , Sprint Qatar - Essam +974 5586 7619 https://www.sprint - qatar.com/ , Wolf Qatar - Tony +974 4444 2295, Euro Trade Bahrain - Vassily +97339911287 https://ecegroups.com/ , Masria Egypt (0020 202 - 4610 - 3325) , Ginox - UAE (07 2444567), Ramadi Kitchen Dubai (04 884 0555) or CCE (Commercial Catering Equipment Dubai) 050476 2200 info@ccedubai.com , Quality Fabrication - UAE (info@qualitygrp.net ), Dolphin Kitchens (dolphin.kitchens@yahoo.com).Al heloul al Haditha |  | No alternative manufacturer for this custom fabricated item | Bk2 p234 | Triple bowl sink, twin drainer - 80 cm deep * | Triple Bowl Sink, Twin Drainer - 80 Cm Deep * | area+ref
Book 2 | Level 09 - Speciality Restauran Washing Area | CWA 16a | 1 | 1 | yes | 1.00 | Equipment | Various (B - 0114 - 01B - WH4 + B - 0226 - V15 - WH4 + B - 3950 - 01) | T&S Brass | T&S Brass ( www.tsbrass.com ). C.O.O. USA. | Klarco, Kraus | Klarco ( www.klarco.com ), Kraus( www.krausproducts.com ) | Bk2 p235 | Faucet and other Attachments -Faucet plus Spray Faucet | Faucet And Other Attachments - Faucet Plus Spray Faucet | area+ref
Book 2 | Level 09 - Speciality Restauran Washing Area | CWA 17 | 1 | 1 | yes | 1.00 | Equipment | 806 051 | Tournus | Tournus ( www.tournus.com ). C.O.O. France | Hupfer, Rieber .co.uk) | Hupfer ( www.hupfer.de ), Rieber ( www.bglrieber.co.uk ) (www.bglRieber (www.bglrieber.co.uk).co.uk) | Bk2 p236 | Mobile Container 140 Ltrs | Mobile Container 140 Ltrs | area+ref
Book 2 | Level 09 - Speciality Restauran Washing Area | CWA 18 | 7 | 7 | yes | 1.00 | Equipment |  | Hupfer | Hupfer ( www.hupfer.de ) | DSS, Metro, Tournus, Tonon | DSS ( www.dss - products.com / dannyk88@singnet.com.sg ), Metro ( www.intermetro.com ), Tournus ( www.tournus.com ), Tonon ( www.tonon.com ) | Bk2 p237 | Anodized Aluminium Slatted 4 Tier Rack | Anodized Aluminium Slatted 4 Tier Rack | area+ref
Book 2 | Level 09 - Speciality Restauran Washing Area | CWA 19 | 1 | 1 | yes | 1.00 | Custom Fabrication |  | Prisma SPA, Rhine Kitchen - UAE, Pilsa SA, Al Barq - Shaleej, Emainox - Filippo, Rabadh - EMAN, Ascobloc - Maik - steel - furniture, Sprint Qatar - Essam - qatar.com/, Wolf Qatar - Tony, Euro Trade Bahrain - Vassily, Masria Egypt, Ginox - UAE, Ramadi Kitchen Dubai or CCE, Quality Fabrication - UAE, Dolphin Kitchens .Al heloul al Haditha | Prisma SPA (+41 78677 6468), Rhine Kitchen - UAE (06 5326098), Pilsa SA (Pilsa.com), Al Barq - Shaleej +971547920080 http://www.albarqkitchen.com/ , Emainox - Filippo +971 56 653 3433 https://emainox.it/ , Rabadh - EMAN +966 53 871 1366 https://rabadh.com/ , Ascobloc - Maik +49 172 205 5539 https://www.ascobloc.de/en/download/stainless - steel - furniture , Sprint Qatar - Essam +974 5586 7619 https://www.sprint - qatar.com/ , Wolf Qatar - Tony +974 4444 2295, Euro Trade Bahrain - Vassily +97339911287 https://ecegroups.com/ , Masria Egypt (0020 202 - 4610 - 3325) , Ginox - UAE (07 2444567), Ramadi Kitchen Dubai (04 884 0555) or CCE (Commercial Catering Equipment Dubai) 050476 2200 info@ccedubai.com , Quality Fabrication - UAE (info@qualitygrp.net ), Dolphin Kitchens (dolphin.kitchens@yahoo.com).Al heloul al Haditha |  | No alternative manufacturer for this custom fabricated item | Bk2 p238 | 90 deg Corner Chain Conveyor | 90 Deg Corner Chain Conveyor | area+ref
Book 2 | Level 09 - Speciality Restauran Washing Area | CWA 20 | 1 | 1 | yes | 1.00 | Equipment | B - 7142 - 01 | T&S Brass | T&S Brass ( www.tsbrass.com ). C.O.O. USA. | Klarco, Randell | Klarco ( www.klarco.com ), Randell | Bk2 p239 | Retractable Open Hose Reel, Stainless Steel - 50' Hose Length (15M) | Retractable Open Hose Reel, Stainless Steel - 50' Hose Length (15M) | area+ref
Book 2 | Level 09 - Speciality Restauran Washing Area | CWA 21 | 1 | 1 | yes | 1.00 | Equipment | Pot Boy II | IMC | IMC ( www.imco.co.uk ). C.O.O. U.K. | T&S Brass, Randall | T&S Brass, Randall | Bk2 p240 | Mechanised Pot Scrubber | Mechanised Pot Scrubber | area+ref
Book 2 | Level 09 - Speciality Restauran Washing Area | CWA 22 | 1 | 1 | yes | 1.00 | Equipment | RW2RD | Primax /MGK . /UAE | Primax ( www.primaxsrl.com)/MGK ( www.mgk.ae ) . C.O.O. Italy/UAE | Destar, Gamko, Viessmann | Destar ( www.destar - refrigeration.com ), Gamko ( www.gamko.com ), Viessmann (/ www.viessmann.de ) | Bk2 p241 | 2 Compartment Waste Refrigerator for 120 L or 240 L | 2 Compartment Waste Refrigerator For 120 L Or 240 L | area+ref
Book 2 | Level 09 - Speciality Restaurant - Show Kitchen | RBD 2 | l | Lot | ? | 1.00 | Custom Fabrication | [5 empty] | Bk2 p244 | By MEP Contractor - Floor Grid or Floor Trap as per plan* | By Mep Contractor - Floor Grid Or Floor Trap As Per Plan* | area+ref | BOQ qty not numeric ('l')
Book 2 | Level 09 - Speciality Restaurant - Show Kitchen | RBD 3 | 1 | 1 | yes | 1.00 | Equipment |  | Insectocutor | Insectocutor ( www.pelsis.com , hygieneproducts@tte.ae ) | Branderburg, Johnson Group | Branderburg ( www.b - one.com ), Johnson Group ( www.johnson - group.com.hk ) | Bk2 p245 | FOH Fly Killer - Uplighter - Glueboard 25m2 Coverage _To Suit Site | Foh Fly Killer - Uplighter - Glueboard 25M2 Coverage _To Suit Site | area+ref
Book 2 | Level 09 - Speciality Restaurant - Show Kitchen | RBD 4 | 1 | 1 | yes | 1.00 | Custom Fabrication |  | Prisma SPA, Rhine Kitchen, Ginox RAK or Pilsa SA only | Prisma SPA ( www.prismaitalia.com ), Rhine Kitchen (www.rhine - ke.com), Ginox RAK ( www.ginox.ae ) or Pilsa SA ( www.pilsa.com ) only. |  | No alternative manufacturer for this custom fabricated item | Bk2 p246 | Inset Sink for Handwash * | Inset Sink For Handwash * | area+ref
Book 2 | Level 09 - Speciality Restaurant - Show Kitchen | RBD 4a | 1 | 1 | yes | 1.00 | Equipment | Europlus E | Grohe | Grohe ( www.grohe.co.uk ). C.O.O. USA. | T&S, Klarco, Hansgrohe, Chicago Faucets, electronic faucets | T&S ( www.tsbrass.com ), Klarco (www.klarco.com),Hansgrohe ( www.hansgrohe.co.uk ), Chicago Faucets ( www.chicagofaucets.com ), electronic faucets( www.electronicfaucets.com ) | Bk2 p247 | Electronic Faucet with syphon/drain | Electronic Faucet With Syphon/Drain | area+ref
Book 2 | Level 09 - Speciality Restaurant - Show Kitchen | RBD 4b | 1 | 1 | yes | 1.00 | Custom Fabrication |  | Prisma SPA, Rhine Kitchen - UAE, Pilsa SA, Al Barq - Shaleej, Emainox - Filippo, Rabadh - EMAN, Ascobloc - Maik - steel - furniture, Sprint Qatar - Essam - qatar.com/, Wolf Qatar - Tony, Euro Trade Bahrain - Vassily, Masria Egypt, Ginox - UAE, Ramadi Kitchen Dubai or CCE, Quality Fabrication - UAE, Dolphin Kitchens .Al heloul al Haditha | Prisma SPA (+41 78677 6468), Rhine Kitchen - UAE (06 5326098), Pilsa SA (Pilsa.com), Al Barq - Shaleej +971547920080 http://www.albarqkitchen.com/ , Emainox - Filippo +971 56 653 3433 https://emainox.it/ , Rabadh - EMAN +966 53 871 1366 https://rabadh.com/ , Ascobloc - Maik +49 172 205 5539 https://www.ascobloc.de/en/download/stainless - steel - furniture , Sprint Qatar - Essam +974 5586 7619 https://www.sprint - qatar.com/ , Wolf Qatar - Tony +974 4444 2295, Euro Trade Bahrain - Vassily +97339911287 https://ecegroups.com/ , Masria Egypt (0020 202 - 4610 - 3325) , Ginox - UAE (07 2444567), Ramadi Kitchen Dubai (04 884 0555) or CCE (Commercial Catering Equipment Dubai) 050476 2200 info@ccedubai.com , Quality Fabrication - UAE (info@qualitygrp.net ), Dolphin Kitchens (dolphin.kitchens@yahoo.com).Al heloul al Haditha |  | No alternative manufacturer for this custom fabricated item | Bk2 p248 | Under Counter Pull Out Waste Bin * | Under Counter Pull Out Waste Bin * | area+ref
Book 2 | Level 09 - Speciality Restaurant - Show Kitchen | RBD 5 | 1 | 1 | yes | 1.00 | Custom Fabrication |  | Custom | Custom | Dexion . Olis | Dexion ( www.dexion.it ). Olis( www.olis.it ). | Bk2 p249 | Inset Sink * | Inset Sink * | area+ref
Book 2 | Level 09 - Speciality Restaurant - Show Kitchen | RBD 5a | 1 | 1 | yes | 1.00 | Equipment | B - 1141 - 2 - V15 - CR | T&S Brass | T&S Brass ( www.tsbrass.com ). C.O.O. USA. | Klarco, Kraus | Klarco ( www.klarco.com ), Kraus( www.krausproducts.com ) | Bk2 p250 | FOH - Faucet and other Attachments - Sink Unit | Foh - Faucet And Other Attachments - Sink Unit | area+ref
Book 2 | Level 09 - Speciality Restaurant - Show Kitchen | RBD 6 | 1 | 1 | yes | 1.00 | Custom Fabrication |  | Prisma SPA, Rhine Kitchen - UAE, Pilsa SA, Al Barq - Shaleej, Emainox - Filippo, Rabadh - EMAN, Ascobloc - Maik - steel - furniture, Sprint Qatar - Essam - qatar.com/, Wolf Qatar - Tony, Euro Trade Bahrain - Vassily, Masria Egypt, Ginox - UAE, Ramadi Kitchen Dubai or CCE, Quality Fabrication - UAE, Dolphin Kitchens .Al heloul al Haditha | Prisma SPA (+41 78677 6468), Rhine Kitchen - UAE (06 5326098), Pilsa SA (Pilsa.com), Al Barq - Shaleej +971547920080 http://www.albarqkitchen.com/ , Emainox - Filippo +971 56 653 3433 https://emainox.it/ , Rabadh - EMAN +966 53 871 1366 https://rabadh.com/ , Ascobloc - Maik +49 172 205 5539 https://www.ascobloc.de/en/download/stainless - steel - furniture , Sprint Qatar - Essam +974 5586 7619 https://www.sprint - qatar.com/ , Wolf Qatar - Tony +974 4444 2295, Euro Trade Bahrain - Vassily +97339911287 https://ecegroups.com/ , Masria Egypt (0020 202 - 4610 - 3325) , Ginox - UAE (07 2444567), Ramadi Kitchen Dubai (04 884 0555) or CCE (Commercial Catering Equipment Dubai) 050476 2200 info@ccedubai.com , Quality Fabrication - UAE (info@qualitygrp.net ), Dolphin Kitchens (dolphin.kitchens@yahoo.com).Al heloul al Haditha |  | No alternative manufacturer for this custom fabricated item | Bk2 p251 | Custom Fabricated Hot Cupboard with Sliding Door * | Custom Fabricated Hot Cupboard With Sliding Door * | area+ref
Book 2 | Level 09 - Speciality Restaurant - Show Kitchen | RBD 7 | 2 | 2 | yes | 1.00 | Equipment | 0 | Hupfer | Hupfer ( www.hupfer.de ). C.O.O. Germany | B.Pro - Rieber | B.Pro( www.bpro - solutions.com ) - Rieber | Bk2 p252 | Stainless Steel Flour Bin | Stainless Steel Flour Bin | area+ref
Book 2 | Level 09 - Speciality Restaurant - Show Kitchen | RBD 8 | 4 | 4 | yes | 1.00 | Equipment |  | Infrico | Infrico ( www.infrico.com ) | Williams, Destar | Williams ( www.williams - refrigeration.co.uk)(sales@williamsdubai.ae , GINOX ( www.ginoxgroup.com ), Destar ( www.destar - refrigeration.com ) | Bk2 p253 | Refrigerated Preparation Table - 2 Sections with 4 Drawers GN1/2 | Refrigerated Preparation Table - 2 Sections With 4 Drawers Gn1/2 | area+ref
Book 2 | Level 09 - Speciality Restaurant - Show Kitchen | RBD 9 | 1 | 1 | yes | 1.00 | Equipment |  | Williams | Williams ( www.williams - refrigeration.com.hk)(sales@williams - dubai.com ) | Destar, Ginox, Infrico | Destar ( www.destar - refrigeration.com ), Ginox ( www.ginox.ae ), Infrico ( www.infrico.com ) | Bk2 p254 | Saladette Unit Cap. 7 -1/3 Pans | Saladette Unit Cap. 7 - 1/3 Pans | area+ref
Book 2 | Level 09 - Speciality Restaurant - Show Kitchen | RBD 10 | 1 | 1 | yes | 1.00 | Custom Fabrication |  | Prisma SPA, Rhine Kitchen - UAE, Pilsa SA, Al Barq - Shaleej, Emainox - Filippo, Rabadh - EMAN, Ascobloc - Maik - steel - furniture, Sprint Qatar - Essam - qatar.com/, Wolf Qatar - Tony, Euro Trade Bahrain - Vassily, Masria Egypt, Ginox - UAE, Ramadi Kitchen Dubai or CCE, Quality Fabrication - UAE, Dolphin Kitchens .Al heloul al Haditha | Prisma SPA (+41 78677 6468), Rhine Kitchen - UAE (06 5326098), Pilsa SA (Pilsa.com), Al Barq - Shaleej +971547920080 http://www.albarqkitchen.com/ , Emainox - Filippo +971 56 653 3433 https://emainox.it/ , Rabadh - EMAN +966 53 871 1366 https://rabadh.com/ , Ascobloc - Maik +49 172 205 5539 https://www.ascobloc.de/en/download/stainless - steel - furniture , Sprint Qatar - Essam +974 5586 7619 https://www.sprint - qatar.com/ , Wolf Qatar - Tony +974 4444 2295, Euro Trade Bahrain - Vassily +97339911287 https://ecegroups.com/ , Masria Egypt (0020 202 - 4610 - 3325) , Ginox - UAE (07 2444567), Ramadi Kitchen Dubai (04 884 0555) or CCE (Commercial Catering Equipment Dubai) 050476 2200 info@ccedubai.com , Quality Fabrication - UAE (info@qualitygrp.net ), Dolphin Kitchens (dolphin.kitchens@yahoo.com).Al heloul al Haditha |  | No alternative manufacturer for this custom fabricated item | Bk2 p255 | Set of Slides for incorporation into a base unit * | Set Of Slides For Incorporation Into A Base Unit * | area+ref
Book 2 | Level 09 - Speciality Restaurant - Show Kitchen | RBD 12 | 1 | 1 | yes | 1.00 | Equipment |  | woodstone /Beech | woodstone ( www.woodstone - corp.com)/Beech ( www.beachovens.com.au ) | Morello Forni | Morello Forni ( www.morelloforni.com ) | Bk2 p257 | Dome Pizza Oven _cladding to detail by ID | Dome Pizza Oven _Cladding To Detail By Id | area+ref
Book 2 | Level 09 - Speciality Restaurant - Show Kitchen | RBD 12a | 1 | 1 | yes | 1.00 | Equipment | By Manufacturer of oven | By Manufacturer of oven. 0 | By Manufacturer of oven. C.O.O. 0 | 0 | 0 | Bk2 p258 | 20-25 cm Collar for venting Pizza Oven w/ Spark Arrestor | 20 - 25 Cm Collar For Venting Pizza Oven W/ Spark Arrestor | area+ref
Book 2 | Level 09 - Speciality Restaurant - Show Kitchen | RBD 12b | 1 | 1 | yes | 1.00 | Equipment | Avenger | Avenger System LLC / Falcon Fire & Safety Equip | Avenger System LLC / Falcon Fire & Safety Equip. ( www.falconfireme.com ) ; (sales@falconfireme.com ). C.O.O. U.S.A. | Ansul, Kidde | Ansul ( www.ansul.com ), Kidde ( https://kiddefenwal.com/ ) | Bk2 p259 | Fire Suppression/Fighting System | Fire Suppression/Fighting System | area+ref
Book 2 | Level 9-chef's room | CHE 2 | 1 | 1 | yes | 1.00 | Equipment | Wireless Temperature Monitoring System | Temptrak | Temptrak. C.O.O. USA | Monika | Monika ( https://ae.monika.com/ ) | Bk2 p265 | Wireless Temperature Monitoring System | Wireless Temperature Monitoring System | area+ref
Book 2 | Level 09-Janitor Room | NGC 1 | 1 | 1 | yes | 1.00 | Equipment | DSC - 300S - 150D/OT & DSG - 300S | DSS | DSS (dannyk88@singnet.com.sg/DSS168@hotmail.com). C.O.O. China | Aco System | Aco System ( www.aco.ae ) | Bk2 p268 | Floor Channel with Odor Trap & Grating - 350mm as per plan | Floor Channel With Odor Trap & Grating - 350Mm As Per Plan | area+ref
Book 2 | Level 09-Janitor Room | NGC 2 | 1 | 1 | yes | 1.00 | Equipment | 806 382 | Tournus | Tournus ( www.tournus.com ). C.O.O. France | DSS, Sofinor, Eagle Group, Mechline | DSS (dss - products.com), Sofinor ( www.sofinor.com ), Eagle Group ( www.eaglegrp.com ), Mechline ( www.mechline.com ) | Bk2 p269 | Cantilevered wash hand basin - knee control | Cantilevered Wash Hand Basin - Knee Control | area+ref
Book 2 | Level 09-Janitor Room | NGC 3 | 1 | 1 | yes | 1.00 | Custom Fabrication |  | Prisma SPA, Rhine Kitchen - UAE, Pilsa SA, Al Barq - Shaleej, Emainox - Filippo, Rabadh - EMAN, Ascobloc - Maik - steel - furniture, Sprint Qatar - Essam - qatar.com/, Wolf Qatar - Tony, Euro Trade Bahrain - Vassily, Masria Egypt, Ginox - UAE, Ramadi Kitchen Dubai or CCE, Quality Fabrication - UAE, Dolphin Kitchens .Al heloul al Haditha | Prisma SPA (+41 78677 6468), Rhine Kitchen - UAE (06 5326098), Pilsa SA (Pilsa.com), Al Barq - Shaleej +971547920080 http://www.albarqkitchen.com/ , Emainox - Filippo +971 56 653 3433 https://emainox.it/ , Rabadh - EMAN +966 53 871 1366 https://rabadh.com/ , Ascobloc - Maik +49 172 205 5539 https://www.ascobloc.de/en/download/stainless - steel - furniture , Sprint Qatar - Essam +974 5586 7619 https://www.sprint - qatar.com/ , Wolf Qatar - Tony +974 4444 2295, Euro Trade Bahrain - Vassily +97339911287 https://ecegroups.com/ , Masria Egypt (0020 202 - 4610 - 3325) , Ginox - UAE (07 2444567), Ramadi Kitchen Dubai (04 884 0555) or CCE (Commercial Catering Equipment Dubai) 050476 2200 info@ccedubai.com , Quality Fabrication - UAE (info@qualitygrp.net ), Dolphin Kitchens (dolphin.kitchens@yahoo.com).Al heloul al Haditha |  | No alternative manufacturer for this custom fabricated item | Bk2 p270 | Lockable Upright Cabinet _Single Door* | Lockable Upright Cabinet _Single Door* | area+ref
Book 2 | Level 09-Janitor Room | NGC 4 | 1 | 1 | yes | 1.00 | Equipment | F1916 - VSCS | Eagle group | Eagle group ( www.eaglegrp.com ). C.O.O. U.S.A. | B.Pro( - solutions.com, Custom | B.Pro( www.bpro - solutions.com , Custom | Bk2 p271 | Mop Sink Storage Cabinet | Mop Sink Storage Cabinet | area+ref
Book 2 | Level 09-Janitor Room | NGC 5 | 1 | 1 | yes | 1.00 | Equipment |  | Insectocutor | Insectocutor ( www.pelsis.com , hygieneproducts@tte.ae ) | Branderburg, Johnson Group | Branderburg ( www.b - one.com ), Johnson Group ( www.johnson - group.com.hk ) | Bk2 p272 | Fly Killer - Ss Cover- Glueboard _To Suit Site | Fly Killer - Ss Cover - Glueboard _To Suit Site | area+ref
Book 2 | Level 09-General Storage | NGA 1 | 1 | 1 | yes | 1.00 | Equipment | DSC - 300S - 150D/OT & DSG - 300S | DSS | DSS (dannyk88@singnet.com.sg/DSS168@hotmail.com). C.O.O. China | Aco System | Aco System ( www.aco.ae ) | Bk2 p275 | Floor Channel with Odor Trap & Grating - 350mm as per plan | Floor Channel With Odor Trap & Grating - 350Mm As Per Plan | area+ref
Book 2 | Level 09-General Storage | NGA 2 | 7 | 7 | yes | 1.00 | Equipment |  | Hupfer | Hupfer ( www.hupfer.de ) | DSS, Metro, Tournus, Tonon | DSS ( www.dss - products.com / dannyk88@singnet.com.sg ), Metro ( www.intermetro.com ), Tournus ( www.tournus.com ), Tonon ( www.tonon.com ) | Bk2 p276 | Anodized Aluminium Slatted 4 Tier Rack | Anodized Aluminium Slatted 4 Tier Rack | area+ref
Book 2 | Level 09-General Storage | NGA 3 | 1 | 1 | yes | 1.00 | Equipment |  | Insectocutor | Insectocutor ( www.pelsis.com , hygieneproducts@tte.ae ) | Branderburg, Johnson Group | Branderburg ( www.b - one.com ), Johnson Group ( www.johnson - group.com.hk ) | Bk2 p277 | Fly Killer - Ss Cover- Glueboard _To Suit Site | Fly Killer - Ss Cover - Glueboard _To Suit Site | area+ref
Book 2 | Level 09-General Storage | NGA 4 | 2 | 2 | yes | 1.00 | Equipment |  | Infrico | Infrico ( www.infrico.com ) | Williams, Destar | Williams ( www.williams - refrigeration.co.uk)(sales@williamsdubai.ae , GINOX ( www.ginoxgroup.com ), Destar ( www.destar - refrigeration.com ) | Bk2 p278 | Upright Refrigerator - 2 Doors GN 2/1 - 1400L | Upright Refrigerator - 2 Doors Gn 2/1 - 1400L | area+ref
Book 2 | Level 09-General Storage | NGA 5 | 1 | 1 | yes | 1.00 | Equipment | B - 7142 - 01 | T&S Brass | T&S Brass ( www.tsbrass.com ). C.O.O. USA. | Klarco, Randell | Klarco ( www.klarco.com ), Randell | Bk2 p279 | Retractable Open Hose Reel, Stainless Steel - 50' Hose Length (15M) | Retractable Open Hose Reel, Stainless Steel - 50' Hose Length (15M) | area+ref
Book 2 | Level 09-Cold Kitchen | NGB 1 | 2 | 2 | yes | 1.00 | Equipment | DSC - 300S - 150D/OT & DSG - 300S | DSS | DSS (dannyk88@singnet.com.sg/DSS168@hotmail.com). C.O.O. China | Aco System | Aco System ( www.aco.ae ) | Bk2 p282 | Floor Channel with Odor Trap & Grating - 350mm as per plan | Floor Channel With Odor Trap & Grating - 350Mm As Per Plan | area+ref
Book 2 | Level 09-Cold Kitchen | NGB 1a | 1 | 1 | yes | 1.00 | Equipment | Custom | DSS | DSS (dannyk88@singnet.com.sg/DSS168@hotmail.com). C.O.O. China | Aco System | Aco System ( www.aco.ae ) | Bk2 p283 | Floor Channel with Odor Trap & Grating - 450mmx350mm as per plan | Floor Channel With Odor Trap & Grating - 450Mmx350Mm As Per Plan | area+ref
Book 2 | Level 09-Cold Kitchen | NGB 2 | 1 | 1 | yes | 1.00 | Equipment | 1883552 (Streamline) | Rubbermaid | Rubbermaid( www.rubbermaid.com ). C.O.O. U.S.A. | Carlisle, Green Revolution, Cosmoplast | Carlisle ( www.carlislefsp.com ), Green Revolution ( www.green - revolution.in ), Cosmoplast ( www.cosmoplast.com ) | Bk2 p284 | Mobile Waste Bin Slim Jim Step-On (Beige color) | Mobile Waste Bin Slim Jim Step - On (Beige Color) | area+ref
Book 2 | Level 09-Cold Kitchen | NGB 3 | 1 | 1 | yes | 1.00 | Custom Fabrication |  | Prisma SPA, Rhine Kitchen - UAE, Pilsa SA, Al Barq - Shaleej, Emainox - Filippo, Rabadh - EMAN, Ascobloc - Maik - steel - furniture, Sprint Qatar - Essam - qatar.com/, Wolf Qatar - Tony, Euro Trade Bahrain - Vassily, Masria Egypt, Ginox - UAE, Ramadi Kitchen Dubai or CCE, Quality Fabrication - UAE, Dolphin Kitchens .Al heloul al Haditha | Prisma SPA (+41 78677 6468), Rhine Kitchen - UAE (06 5326098), Pilsa SA (Pilsa.com), Al Barq - Shaleej +971547920080 http://www.albarqkitchen.com/ , Emainox - Filippo +971 56 653 3433 https://emainox.it/ , Rabadh - EMAN +966 53 871 1366 https://rabadh.com/ , Ascobloc - Maik +49 172 205 5539 https://www.ascobloc.de/en/download/stainless - steel - furniture , Sprint Qatar - Essam +974 5586 7619 https://www.sprint - qatar.com/ , Wolf Qatar - Tony +974 4444 2295, Euro Trade Bahrain - Vassily +97339911287 https://ecegroups.com/ , Masria Egypt (0020 202 - 4610 - 3325) , Ginox - UAE (07 2444567), Ramadi Kitchen Dubai (04 884 0555) or CCE (Commercial Catering Equipment Dubai) 050476 2200 info@ccedubai.com , Quality Fabrication - UAE (info@qualitygrp.net ), Dolphin Kitchens (dolphin.kitchens@yahoo.com).Al heloul al Haditha |  | No alternative manufacturer for this custom fabricated item | Bk2 p285 | Table - Wall Type with inset wash hand basin (pull out bin beneath), inset sink, undershelf and integral angle ledge unit. 2mm top * | Table - Wall Type With Inset Wash Hand Basin (Pull Out Bin Beneath), Inset Sink, Undershelf And Integral Angle Ledge Unit. 2Mm Top * | area+ref
Book 2 | Level 09-Cold Kitchen | NGB 3a | 1 | 1 | yes | 1.00 | Equipment | Various (EC - 3142 - VF05 + B - 0226 - V15 - WH4 + B - 3950 - 01) | T&S Brass | T&S Brass ( www.tsbrass.com ). C.O.O. USA. | Klarco, Kraus | Klarco ( www.klarco.com ), Kraus( www.krausproducts.com ) | Bk2 p286 | Faucet and other Attachments - Preparation Table | Faucet And Other Attachments - Preparation Table | area+ref
Book 2 | Level 09-Cold Kitchen | NGB 4 | 3 | 3 | yes | 1.00 | Custom Fabrication |  | Prisma SPA, Rhine Kitchen - UAE, Pilsa SA, Al Barq - Shaleej, Emainox - Filippo, Rabadh - EMAN, Ascobloc - Maik - steel - furniture, Sprint Qatar - Essam - qatar.com/, Wolf Qatar - Tony, Euro Trade Bahrain - Vassily, Masria Egypt, Ginox - UAE, Ramadi Kitchen Dubai or CCE, Quality Fabrication - UAE, Dolphin Kitchens .Al heloul al Haditha | Prisma SPA (+41 78677 6468), Rhine Kitchen - UAE (06 5326098), Pilsa SA (Pilsa.com), Al Barq - Shaleej +971547920080 http://www.albarqkitchen.com/ , Emainox - Filippo +971 56 653 3433 https://emainox.it/ , Rabadh - EMAN +966 53 871 1366 https://rabadh.com/ , Ascobloc - Maik +49 172 205 5539 https://www.ascobloc.de/en/download/stainless - steel - furniture , Sprint Qatar - Essam +974 5586 7619 https://www.sprint - qatar.com/ , Wolf Qatar - Tony +974 4444 2295, Euro Trade Bahrain - Vassily +97339911287 https://ecegroups.com/ , Masria Egypt (0020 202 - 4610 - 3325) , Ginox - UAE (07 2444567), Ramadi Kitchen Dubai (04 884 0555) or CCE (Commercial Catering Equipment Dubai) 050476 2200 info@ccedubai.com , Quality Fabrication - UAE (info@qualitygrp.net ), Dolphin Kitchens (dolphin.kitchens@yahoo.com).Al heloul al Haditha |  | No alternative manufacturer for this custom fabricated item | Bk2 p287 | Single Wall Shelf * | Single Wall Shelf * | area+ref
Book 2 | Level 09-Cold Kitchen | NGB 5 | 1 | 1 | yes | 1.00 | Equipment | MPJ10011 | Pacojet | Pacojet ( www.muddle - me.com ). C.O.O. Switzerland | Pacojet Switzerland | Pacojet Switzerland | Bk2 p288 | Pacojet 4 | Pacojet 4 | area+ref
Book 2 | Level 09-Cold Kitchen | NGB 6 | 1 | 1 | yes | 1.00 | Equipment |  | Infrico | Infrico ( www.infrico.com ) | Williams, Destar | Williams ( www.williams - refrigeration.co.uk)(sales@williamsdubai.ae , GINOX ( www.ginoxgroup.com ), Destar ( www.destar - refrigeration.com ) | Bk2 p289 | Undercounter Freezer 1 Solid Door - 150L | Undercounter Freezer 1 Solid Door - 150L | area+ref
Book 2 | Level 09-Cold Kitchen | NGB 7 | 1 | 1 | yes | 1.00 | Equipment | Rota Twin | Neumarker | Neumarker( www.neumaerker.de ). C.O.O. Germany | Wells, Waring | Wells ( www.wellsbloomfield.com ), Waring ( www.waringpro.com ) | Bk2 p290 | Waffle Maker - Table top | Waffle Maker - Table Top | area+ref
Book 2 | Level 09-Cold Kitchen | NGB 8 | 1 | 1 | yes | 1.00 | Equipment | Thermomix | Thermomix | Thermomix. C.O.O. Germany | Hotmix Pro | www.vorwerk.com , www.superkitchenmachine.com , Hotmix Pro ( www.hotmixpro.com ) | Bk2 p291 | Combined Blender and Cooking System Tabletop | Combined Blender And Cooking System Tabletop | area+ref
Book 2 | Level 09-Cold Kitchen | NGB 9 | 1 | 1 | yes | 1.00 | Equipment |  | Univex | Univex( www.univexcorp.com ) | Hobart, Powerline | Hobart ( www.hobart - export.com ), Powerline( www.powerlineequip.com ) | Bk2 p292 | Table Mounted Meat Slicer | Table Mounted Meat Slicer | area+ref
Book 2 | Level 09-Cold Kitchen | NGB 10 | 1 | 1 | yes | 1.00 | Equipment |  | Infrico | Infrico ( www.infrico.com ) | Williams, Destar | Williams ( www.williams - refrigeration.co.uk)(sales@williamsdubai.ae , GINOX ( www.ginoxgroup.com ), Destar ( www.destar - refrigeration.com ) | Bk2 p293 | Counter Refrigerator - 2 Doors GN 1/1 -305L Biscuit Top | Counter Refrigerator - 2 Doors Gn 1/1 - 305L Biscuit Top | area+ref
Book 2 | Level 09-Cold Kitchen | NGB 11 | 1 | 1 | yes | 1.00 | Equipment |  | Infrico | Infrico ( www.infrico.com ) | Williams, Destar | Williams ( www.williams - refrigeration.co.uk)(sales@williamsdubai.ae , GINOX ( www.ginoxgroup.com ), Destar ( www.destar - refrigeration.com ) | Bk2 p294 | Refrigerated Preparation Table - 2 Sections with 4 Drawers GN1/2 | Refrigerated Preparation Table - 2 Sections With 4 Drawers Gn1/2 | area+ref
Book 2 | Level 09-Cold Kitchen | NGB 12 | 2 | 2 | yes | 1.00 | Custom Fabrication |  | Prisma SPA, Rhine Kitchen - UAE, Pilsa SA, Al Barq - Shaleej, Emainox - Filippo, Rabadh - EMAN, Ascobloc - Maik - steel - furniture, Sprint Qatar - Essam - qatar.com/, Wolf Qatar - Tony, Euro Trade Bahrain - Vassily, Masria Egypt, Ginox - UAE, Ramadi Kitchen Dubai or CCE, Quality Fabrication - UAE, Dolphin Kitchens .Al heloul al Haditha | Prisma SPA (+41 78677 6468), Rhine Kitchen - UAE (06 5326098), Pilsa SA (Pilsa.com), Al Barq - Shaleej +971547920080 http://www.albarqkitchen.com/ , Emainox - Filippo +971 56 653 3433 https://emainox.it/ , Rabadh - EMAN +966 53 871 1366 https://rabadh.com/ , Ascobloc - Maik +49 172 205 5539 https://www.ascobloc.de/en/download/stainless - steel - furniture , Sprint Qatar - Essam +974 5586 7619 https://www.sprint - qatar.com/ , Wolf Qatar - Tony +974 4444 2295, Euro Trade Bahrain - Vassily +97339911287 https://ecegroups.com/ , Masria Egypt (0020 202 - 4610 - 3325) , Ginox - UAE (07 2444567), Ramadi Kitchen Dubai (04 884 0555) or CCE (Commercial Catering Equipment Dubai) 050476 2200 info@ccedubai.com , Quality Fabrication - UAE (info@qualitygrp.net ), Dolphin Kitchens (dolphin.kitchens@yahoo.com).Al heloul al Haditha |  | No alternative manufacturer for this custom fabricated item | Bk2 p295 | Single Wall Shelf * | Single Wall Shelf * | area+ref
Book 2 | Level 09-Cold Kitchen | NGB 13 | 1 | 1 | yes | 1.00 | Custom Fabrication |  | Prisma SPA, Rhine Kitchen - UAE, Pilsa SA, Al Barq - Shaleej, Emainox - Filippo, Rabadh - EMAN, Ascobloc - Maik - steel - furniture, Sprint Qatar - Essam - qatar.com/, Wolf Qatar - Tony, Euro Trade Bahrain - Vassily, Masria Egypt, Ginox - UAE, Ramadi Kitchen Dubai or CCE, Quality Fabrication - UAE, Dolphin Kitchens .Al heloul al Haditha | Prisma SPA (+41 78677 6468), Rhine Kitchen - UAE (06 5326098), Pilsa SA (Pilsa.com), Al Barq - Shaleej +971547920080 http://www.albarqkitchen.com/ , Emainox - Filippo +971 56 653 3433 https://emainox.it/ , Rabadh - EMAN +966 53 871 1366 https://rabadh.com/ , Ascobloc - Maik +49 172 205 5539 https://www.ascobloc.de/en/download/stainless - steel - furniture , Sprint Qatar - Essam +974 5586 7619 https://www.sprint - qatar.com/ , Wolf Qatar - Tony +974 4444 2295, Euro Trade Bahrain - Vassily +97339911287 https://ecegroups.com/ , Masria Egypt (0020 202 - 4610 - 3325) , Ginox - UAE (07 2444567), Ramadi Kitchen Dubai (04 884 0555) or CCE (Commercial Catering Equipment Dubai) 050476 2200 info@ccedubai.com , Quality Fabrication - UAE (info@qualitygrp.net ), Dolphin Kitchens (dolphin.kitchens@yahoo.com).Al heloul al Haditha |  | No alternative manufacturer for this custom fabricated item | Bk2 p296 | Table - Wall Type with undershelf 2mm top * | Table - Wall Type With Undershelf 2Mm Top * | area+ref
Book 2 | Level 09-Cold Kitchen | NGB 14 | 1 | 1 | yes | 1.00 | Custom Fabrication |  | Prisma SPA, Rhine Kitchen - UAE, Pilsa SA, Al Barq - Shaleej, Emainox - Filippo, Rabadh - EMAN, Ascobloc - Maik - steel - furniture, Sprint Qatar - Essam - qatar.com/, Wolf Qatar - Tony, Euro Trade Bahrain - Vassily, Masria Egypt, Ginox - UAE, Ramadi Kitchen Dubai or CCE, Quality Fabrication - UAE, Dolphin Kitchens .Al heloul al Haditha | Prisma SPA (+41 78677 6468), Rhine Kitchen - UAE (06 5326098), Pilsa SA (Pilsa.com), Al Barq - Shaleej +971547920080 http://www.albarqkitchen.com/ , Emainox - Filippo +971 56 653 3433 https://emainox.it/ , Rabadh - EMAN +966 53 871 1366 https://rabadh.com/ , Ascobloc - Maik +49 172 205 5539 https://www.ascobloc.de/en/download/stainless - steel - furniture , Sprint Qatar - Essam +974 5586 7619 https://www.sprint - qatar.com/ , Wolf Qatar - Tony +974 4444 2295, Euro Trade Bahrain - Vassily +97339911287 https://ecegroups.com/ , Masria Egypt (0020 202 - 4610 - 3325) , Ginox - UAE (07 2444567), Ramadi Kitchen Dubai (04 884 0555) or CCE (Commercial Catering Equipment Dubai) 050476 2200 info@ccedubai.com , Quality Fabrication - UAE (info@qualitygrp.net ), Dolphin Kitchens (dolphin.kitchens@yahoo.com).Al heloul al Haditha |  | No alternative manufacturer for this custom fabricated item | Bk2 p297 | Shelf over Hatch Opening and Hatch Cladding to sides and top. * | Shelf Over Hatch Opening And Hatch Cladding To Sides And Top. * | area+ref
Book 2 | Level 09-Cold Kitchen | NGB 15 | 1 | 1 | yes | 1.00 | Equipment | 500 - 2D | Alto - Shaam | Alto - Shaam (sales.mea@alto - shaam.com ). C.O.O. U.S.A. | CIRCUM Hot/Cold - DSS, Hatco, Moffats, B.Pro | CIRCUM Hot/Cold - DSS (dss - products.com), Hatco ( www.hatcocorp.com ), Moffats ( www.moffat.com ), B.Pro( www.bpro - solutions.com ) | Bk2 p298 | Twin Drawer Undercounter Warmer | Twin Drawer Undercounter Warmer | area+ref
Book 2 | Level 09-Cold Kitchen | NGB 16 | 1 | 1 | yes | 1.00 | Equipment | Single Batch | Turbochef | Turbochef ( www.turbochef.com ). C.O.O. USA | Merrychef, Amana | Merrychef ( www.merrychef.com ), Amana ( www.acpsolutions.com ) | Bk2 p299 | Speed Cook Oven | Speed Cook Oven | area+ref
Book 2 | Level 09-Cold Kitchen | NGB 17 | 1 | 1 | yes | 1.00 | Equipment | Double Panini | Roller grill | Roller grill ( www.roller - grill.com ). C.O.O. France | Waring, Avantco | Waring ( www.waringcommercialproducts.com ), Avantco ( www.avantcoequipment.com ) | Bk2 p300 | Double Panini Contact Grill | Double Panini Contact Grill | area+ref
Book 2 | Level 09-Cold Kitchen | NGB 18 | 1 | 1 | yes | 1.00 | Equipment | R502 VV | Robot Coupe | Robot Coupe ( www.robot - coupe.com ). C.O.O. France | Dito Sama, Hobart | Dito Sama, Hobart | Bk2 p301 | Food Processor 5.9 ltrs Variable Speed | Food Processor 5.9 Ltrs Variable Speed | area+ref
Book 2 | Level 09-Cold Kitchen | NGB 19 | 1 | 1 | yes | 1.00 | Equipment |  | Infrico | Infrico ( www.infrico.com ) | Williams, Destar | Williams ( www.williams - refrigeration.co.uk)(sales@williamsdubai.ae , GINOX ( www.ginoxgroup.com ), Destar ( www.destar - refrigeration.com ) | Bk2 p302 | Refrigerated Preparation Table - Biscuit top 3 Sections with 6 drawers 1/1 | Refrigerated Preparation Table - Biscuit Top 3 Sections With 6 Drawers 1/1 | area+ref
Book 2 | Level 09-Cold Kitchen | NGB 20 | 1 | 1 | yes | 1.00 | Equipment |  | Infrico | Infrico ( www.infrico.com ) | Williams, Destar | Williams ( www.williams - refrigeration.co.uk)(sales@williamsdubai.ae , GINOX ( www.ginoxgroup.com ), Destar ( www.destar - refrigeration.com ) | Bk2 p303 | Saladette Unit Cap. 3x1/3 Pans and 1x1/2 pans - Stainless Cover | Saladette Unit Cap. 3X1/3 Pans And 1X1/2 Pans - Stainless Cover | area+ref
Book 2 | Level 09-Cold Kitchen | NGB 21 | 1 | 1 | yes | 1.00 | Custom Fabrication |  | Prisma SPA, Rhine Kitchen - UAE, Pilsa SA, Al Barq - Shaleej, Emainox - Filippo, Rabadh - EMAN, Ascobloc - Maik - steel - furniture, Sprint Qatar - Essam - qatar.com/, Wolf Qatar - Tony, Euro Trade Bahrain - Vassily, Masria Egypt, Ginox - UAE, Ramadi Kitchen Dubai or CCE, Quality Fabrication - UAE, Dolphin Kitchens .Al heloul al Haditha | Prisma SPA (+41 78677 6468), Rhine Kitchen - UAE (06 5326098), Pilsa SA (Pilsa.com), Al Barq - Shaleej +971547920080 http://www.albarqkitchen.com/ , Emainox - Filippo +971 56 653 3433 https://emainox.it/ , Rabadh - EMAN +966 53 871 1366 https://rabadh.com/ , Ascobloc - Maik +49 172 205 5539 https://www.ascobloc.de/en/download/stainless - steel - furniture , Sprint Qatar - Essam +974 5586 7619 https://www.sprint - qatar.com/ , Wolf Qatar - Tony +974 4444 2295, Euro Trade Bahrain - Vassily +97339911287 https://ecegroups.com/ , Masria Egypt (0020 202 - 4610 - 3325) , Ginox - UAE (07 2444567), Ramadi Kitchen Dubai (04 884 0555) or CCE (Commercial Catering Equipment Dubai) 050476 2200 info@ccedubai.com , Quality Fabrication - UAE (info@qualitygrp.net ), Dolphin Kitchens (dolphin.kitchens@yahoo.com).Al heloul al Haditha |  | No alternative manufacturer for this custom fabricated item | Bk2 p304 | Table - Wall Type with undershelf and drawer nest 2 mm top * | Table - Wall Type With Undershelf And Drawer Nest 2 Mm Top * | area+ref
Book 2 | Level 09-Cold Kitchen | NGB 22 | 1 | 1 | yes | 1.00 | Equipment |  | DESMON | DESMON ( www.desmon.com.cn/ sales@desmon.com.cn ) | TSSC, TCTI | TSSC (Sharjah) ( www.tsscgroup.com ), TCTI ( www.tcti.net ) | Bk2 p305 | Cold Room Water Chilled _For Cold Kitchen Chiller 9 Sq Mtr | Cold Room Water Chilled _For Cold Kitchen Chiller 9 Sq Mtr | area+ref
Book 2 | Level 09-Cold Kitchen | NGB 22a | 5 | 5 | yes | 1.00 | Equipment | Cooler King | Humitech . Ireland | Humitech ( www.fendtech.ae ). C.O.O. Northern Ireland | Ecoroq Australia, Humico PTE of Singapore | Ecoroq Australia (steve@ecoroq.com.au ), Humico PTE of Singapore ( www.humico.com.sg ) | Bk2 p306 | Environmental Standard( Low Power - Extended Food Life) - Mineral Absorber for Cold /Freezer Rooms | Environmental Standard( Low Power - Extended Food Life) - Mineral Absorber For Cold /Freezer Rooms | area+ref
Book 2 | Level 09-Cold Kitchen | NGB 23 | 8 | 8 | yes | 1.00 | Equipment |  | Hupfer | Hupfer ( www.hupfer.de ) | DSS, Metro, Tournus, Tonon | DSS ( www.dss - products.com / dannyk88@singnet.com.sg ), Metro ( www.intermetro.com ), Tournus ( www.tournus.com ), Tonon ( www.tonon.com ) | Bk2 p307 | Anodized Aluminium Slatted 4 Tier Rack | Anodized Aluminium Slatted 4 Tier Rack | area+ref
Book 2 | Level 09-Cold Kitchen | NGB 24 | 1 | 1 | yes | 1.00 | Equipment |  | DESMON | DESMON ( www.desmon.com.cn/ sales@desmon.com.cn ) | TSSC, TCTI | TSSC (Sharjah) ( www.tsscgroup.com ), TCTI ( www.tcti.net ) | Bk2 p308 | Freezer Room Water Chilled _For Cold kitchen Freezer 6 Sq Mtr | Freezer Room Water Chilled _For Cold Kitchen Freezer 6 Sq Mtr | area+ref
Book 2 | Level 09-Cold Kitchen | NGB 24a | 3 | 3 | yes | 1.00 | Equipment | Cooler King | Humitech . Ireland | Humitech ( www.fendtech.ae ). C.O.O. Northern Ireland | Ecoroq Australia, Humico PTE of Singapore | Ecoroq Australia (steve@ecoroq.com.au ), Humico PTE of Singapore ( www.humico.com.sg ) | Bk2 p309 | Environmental Standard( Low Power - Extended Food Life) - Mineral Absorber for Cold /Freezer Rooms | Environmental Standard( Low Power - Extended Food Life) - Mineral Absorber For Cold /Freezer Rooms | area+ref
Book 2 | Level 09-Cold Kitchen | NGB 25 | 1 | 1 | yes | 1.00 | Equipment |  | Infrico | Infrico ( www.infrico.com ) | Williams, Destar | Williams ( www.williams - refrigeration.co.uk)(sales@williamsdubai.ae , GINOX ( www.ginoxgroup.com ), Destar ( www.destar - refrigeration.com ) | Bk2 p310 | Upright Freezer- 1 Door GN 2/1 - 600L | Upright Freezer - 1 Door Gn 2/1 - 600L | area+ref
Book 2 | Level 09-Cold Kitchen | NGB 26 | 2 | 2 | yes | 1.00 | Custom Fabrication |  | Prisma SPA, Rhine Kitchen - UAE, Pilsa SA, Al Barq - Shaleej, Emainox - Filippo, Rabadh - EMAN, Ascobloc - Maik - steel - furniture, Sprint Qatar - Essam - qatar.com/, Wolf Qatar - Tony, Euro Trade Bahrain - Vassily, Masria Egypt, Ginox - UAE, Ramadi Kitchen Dubai or CCE, Quality Fabrication - UAE, Dolphin Kitchens .Al heloul al Haditha | Prisma SPA (+41 78677 6468), Rhine Kitchen - UAE (06 5326098), Pilsa SA (Pilsa.com), Al Barq - Shaleej +971547920080 http://www.albarqkitchen.com/ , Emainox - Filippo +971 56 653 3433 https://emainox.it/ , Rabadh - EMAN +966 53 871 1366 https://rabadh.com/ , Ascobloc - Maik +49 172 205 5539 https://www.ascobloc.de/en/download/stainless - steel - furniture , Sprint Qatar - Essam +974 5586 7619 https://www.sprint - qatar.com/ , Wolf Qatar - Tony +974 4444 2295, Euro Trade Bahrain - Vassily +97339911287 https://ecegroups.com/ , Masria Egypt (0020 202 - 4610 - 3325) , Ginox - UAE (07 2444567), Ramadi Kitchen Dubai (04 884 0555) or CCE (Commercial Catering Equipment Dubai) 050476 2200 info@ccedubai.com , Quality Fabrication - UAE (info@qualitygrp.net ), Dolphin Kitchens (dolphin.kitchens@yahoo.com).Al heloul al Haditha |  | No alternative manufacturer for this custom fabricated item | Bk2 p311 | Stainless Steel Wall Cupboard * | Stainless Steel Wall Cupboard * | area+ref
Book 2 | Level 09 - Meeting Room Pantry | MRP 1 | 5 | 5 | yes | 1.00 | Equipment | Custom | DSS | DSS (dannyk88@singnet.com.sg/DSS168@hotmail.com). C.O.O. China | Aco System | Aco System ( www.aco.ae ) | Bk2 p313 | Floor Channel with Odor Trap & Grating - 450mmx350mm as per plan | Floor Channel With Odor Trap & Grating - 450Mmx350Mm As Per Plan | area+ref
Book 2 | Level 09 - Meeting Room Pantry | MRP 1a | 3 | 3 | yes | 1.00 | Equipment | DSC - 300S - 150D/OT & DSG - 300S | DSS | DSS (dannyk88@singnet.com.sg/DSS168@hotmail.com). C.O.O. China | Aco System | Aco System ( www.aco.ae ) | Bk2 p314 | Floor Channel with Odor Trap & Grating - 350mm as per plan | Floor Channel With Odor Trap & Grating - 350Mm As Per Plan | area+ref
Book 2 | Level 09 - Meeting Room Pantry | MRP 1b | 1 | 1 | yes | 1.00 | Equipment | DSC - 800L - 150D/OT & DSG - 300L & DSG - 300S | DSS | DSS (dannyk88@singnet.com.sg/DSS168@hotmail.com). C.O.O. China | Aco System | Aco System ( www.aco.ae ) | Bk2 p315 | Floor Channel with Odor Trap & Grating - 850mm x350mm as per plan | Floor Channel With Odor Trap & Grating - 850Mm X350Mm As Per Plan | area+ref
Book 2 | Level 09 - Meeting Room Pantry | MRP 2 | 2 | 2 | yes | 1.00 | Equipment |  | Insectocutor | Insectocutor ( www.pelsis.com , hygieneproducts@tte.ae ) | Branderburg, Johnson Group | Branderburg ( www.b - one.com ), Johnson Group ( www.johnson - group.com.hk ) | Bk2 p316 | Fly Killer - 100m2 Room Coverage _To Suit Site | Fly Killer - 100M2 Room Coverage _To Suit Site | area+ref
Book 2 | Level 09 - Meeting Room Pantry | MRP 3 | 1 | 1 | yes | 1.00 | Equipment | Maxx Pro EasyTouch C4 eT 10.10 ES | Convotherm | Convotherm ( www.convotherm.com ). C.O.O. Germany | Rational, Unox, Eloma, 'MKN | Rational ( www.rational - online.com ), Unox ( www.unox.com ), Eloma ( www.eloma.com ), 'MKN ( www.mkn.com ) | Bk2 p317 | Combi-Oven 11 x 1/1GN Electric _With base | Combi - Oven 11 X 1/1Gn Electric _With Base | area+ref
Book 2 | Level 09 - Meeting Room Pantry | MRP 3a | 1 | 1 | yes | 1.00 | Equipment | Kleensteam CT | Everpure | Everpure (www.fendtech.ae/sales@fendtech.ae). C.O.O. USA | Culligan, So - Safe | Culligan( www.culligan.com ), So - Safe ( www.sosafe.com ) | Bk2 p318 | Filter System For Combi Steamers & Countertop steamers | Filter System For Combi Steamers & Countertop Steamers | area+ref
Book 2 | Level 09 - Meeting Room Pantry | MRP 4 | 2 | 2 | yes | 1.00 | Equipment | ELSHF14 | Scanbox | Scanbox ( www.scanbox.se ). C.O.O. Sweden | CIRCUM Hot/Cold - DSS, Alto - shaam, B.Pro, Moduline | CIRCUM Hot/Cold - DSS (dss - products.com), Alto - shaam ( www.alto - shaam.com ), B.Pro ( www.bpro - solutions.com ), Moduline ( www.moduline.it ) | Bk2 p319 | Mobile Hot Holding Trolley - 14 x GN 1/1 | Mobile Hot Holding Trolley - 14 X Gn 1/1 | area+ref
Book 2 | Level 09 - Meeting Room Pantry | MRP 5 | 2 | 2 | yes | 1.00 | Custom Fabrication |  | Prisma SPA, Rhine Kitchen - UAE, Pilsa SA, Al Barq - Shaleej, Emainox - Filippo, Rabadh - EMAN, Ascobloc - Maik - steel - furniture, Sprint Qatar - Essam - qatar.com/, Wolf Qatar - Tony, Euro Trade Bahrain - Vassily, Masria Egypt, Ginox - UAE, Ramadi Kitchen Dubai or CCE, Quality Fabrication - UAE, Dolphin Kitchens .Al heloul al Haditha | Prisma SPA (+41 78677 6468), Rhine Kitchen - UAE (06 5326098), Pilsa SA (Pilsa.com), Al Barq - Shaleej +971547920080 http://www.albarqkitchen.com/ , Emainox - Filippo +971 56 653 3433 https://emainox.it/ , Rabadh - EMAN +966 53 871 1366 https://rabadh.com/ , Ascobloc - Maik +49 172 205 5539 https://www.ascobloc.de/en/download/stainless - steel - furniture , Sprint Qatar - Essam +974 5586 7619 https://www.sprint - qatar.com/ , Wolf Qatar - Tony +974 4444 2295, Euro Trade Bahrain - Vassily +97339911287 https://ecegroups.com/ , Masria Egypt (0020 202 - 4610 - 3325) , Ginox - UAE (07 2444567), Ramadi Kitchen Dubai (04 884 0555) or CCE (Commercial Catering Equipment Dubai) 050476 2200 info@ccedubai.com , Quality Fabrication - UAE (info@qualitygrp.net ), Dolphin Kitchens (dolphin.kitchens@yahoo.com).Al heloul al Haditha |  | No alternative manufacturer for this custom fabricated item | Bk2 p320 | Table - Wall Type with undershelf 2mm top _Table mounted* | Table - Wall Type With Undershelf 2Mm Top _Table Mounted* | area+ref
Book 2 | Level 09 - Meeting Room Pantry | MRP 6 | 1 | 1 | yes | 1.00 | Equipment |  | Infrico | Infrico ( www.infrico.com ) | Williams, Destar | Williams ( www.williams - refrigeration.co.uk)(sales@williamsdubai.ae , GINOX ( www.ginoxgroup.com ), Destar ( www.destar - refrigeration.com ) | Bk2 p321 | Refrigerated Preparation Table - Biscuit top 3 Sections with 6 drawers 1/1 | Refrigerated Preparation Table - Biscuit Top 3 Sections With 6 Drawers 1/1 | area+ref
Book 2 | Level 09 - Meeting Room Pantry | MRP 7 | 4 | 4 | yes | 1.00 | Custom Fabrication |  | Prisma SPA, Rhine Kitchen - UAE, Pilsa SA, Al Barq - Shaleej, Emainox - Filippo, Rabadh - EMAN, Ascobloc - Maik - steel - furniture, Sprint Qatar - Essam - qatar.com/, Wolf Qatar - Tony, Euro Trade Bahrain - Vassily, Masria Egypt, Ginox - UAE, Ramadi Kitchen Dubai or CCE, Quality Fabrication - UAE, Dolphin Kitchens .Al heloul al Haditha | Prisma SPA (+41 78677 6468), Rhine Kitchen - UAE (06 5326098), Pilsa SA (Pilsa.com), Al Barq - Shaleej +971547920080 http://www.albarqkitchen.com/ , Emainox - Filippo +971 56 653 3433 https://emainox.it/ , Rabadh - EMAN +966 53 871 1366 https://rabadh.com/ , Ascobloc - Maik +49 172 205 5539 https://www.ascobloc.de/en/download/stainless - steel - furniture , Sprint Qatar - Essam +974 5586 7619 https://www.sprint - qatar.com/ , Wolf Qatar - Tony +974 4444 2295, Euro Trade Bahrain - Vassily +97339911287 https://ecegroups.com/ , Masria Egypt (0020 202 - 4610 - 3325) , Ginox - UAE (07 2444567), Ramadi Kitchen Dubai (04 884 0555) or CCE (Commercial Catering Equipment Dubai) 050476 2200 info@ccedubai.com , Quality Fabrication - UAE (info@qualitygrp.net ), Dolphin Kitchens (dolphin.kitchens@yahoo.com).Al heloul al Haditha |  | No alternative manufacturer for this custom fabricated item | Bk2 p322 | Twin Open Wall Shelf * | Twin Open Wall Shelf * | area+ref
Book 2 | Level 09 - Meeting Room Pantry | MRP 8 | 1 | 1 | yes | 1.00 | Custom Fabrication |  | Prisma SPA, Rhine Kitchen - UAE, Pilsa SA, Al Barq - Shaleej, Emainox - Filippo, Rabadh - EMAN, Ascobloc - Maik - steel - furniture, Sprint Qatar - Essam - qatar.com/, Wolf Qatar - Tony, Euro Trade Bahrain - Vassily, Masria Egypt, Ginox - UAE, Ramadi Kitchen Dubai or CCE, Quality Fabrication - UAE, Dolphin Kitchens .Al heloul al Haditha | Prisma SPA (+41 78677 6468), Rhine Kitchen - UAE (06 5326098), Pilsa SA (Pilsa.com), Al Barq - Shaleej +971547920080 http://www.albarqkitchen.com/ , Emainox - Filippo +971 56 653 3433 https://emainox.it/ , Rabadh - EMAN +966 53 871 1366 https://rabadh.com/ , Ascobloc - Maik +49 172 205 5539 https://www.ascobloc.de/en/download/stainless - steel - furniture , Sprint Qatar - Essam +974 5586 7619 https://www.sprint - qatar.com/ , Wolf Qatar - Tony +974 4444 2295, Euro Trade Bahrain - Vassily +97339911287 https://ecegroups.com/ , Masria Egypt (0020 202 - 4610 - 3325) , Ginox - UAE (07 2444567), Ramadi Kitchen Dubai (04 884 0555) or CCE (Commercial Catering Equipment Dubai) 050476 2200 info@ccedubai.com , Quality Fabrication - UAE (info@qualitygrp.net ), Dolphin Kitchens (dolphin.kitchens@yahoo.com).Al heloul al Haditha |  | No alternative manufacturer for this custom fabricated item | Bk2 p323 | Hot Pick Up Stn. * | Hot Pick Up Stn. * | area+ref
Book 2 | Level 09 - Meeting Room Pantry | MRP 9 | 1 | 1 | yes | 1.00 | Custom Fabrication |  | Prisma SPA, Rhine Kitchen - UAE, Pilsa SA, Al Barq - Shaleej, Emainox - Filippo, Rabadh - EMAN, Ascobloc - Maik - steel - furniture, Sprint Qatar - Essam - qatar.com/, Wolf Qatar - Tony, Euro Trade Bahrain - Vassily, Masria Egypt, Ginox - UAE, Ramadi Kitchen Dubai or CCE, Quality Fabrication - UAE, Dolphin Kitchens .Al heloul al Haditha | Prisma SPA (+41 78677 6468), Rhine Kitchen - UAE (06 5326098), Pilsa SA (Pilsa.com), Al Barq - Shaleej +971547920080 http://www.albarqkitchen.com/ , Emainox - Filippo +971 56 653 3433 https://emainox.it/ , Rabadh - EMAN +966 53 871 1366 https://rabadh.com/ , Ascobloc - Maik +49 172 205 5539 https://www.ascobloc.de/en/download/stainless - steel - furniture , Sprint Qatar - Essam +974 5586 7619 https://www.sprint - qatar.com/ , Wolf Qatar - Tony +974 4444 2295, Euro Trade Bahrain - Vassily +97339911287 https://ecegroups.com/ , Masria Egypt (0020 202 - 4610 - 3325) , Ginox - UAE (07 2444567), Ramadi Kitchen Dubai (04 884 0555) or CCE (Commercial Catering Equipment Dubai) 050476 2200 info@ccedubai.com , Quality Fabrication - UAE (info@qualitygrp.net ), Dolphin Kitchens (dolphin.kitchens@yahoo.com).Al heloul al Haditha |  | No alternative manufacturer for this custom fabricated item | Bk2 p324 | Cold Pick Up Stn. * | Cold Pick Up Stn. * | area+ref
Book 2 | Level 09 - Meeting Room Pantry | MRP 11 | 1 | 1 | yes | 1.00 | Custom Fabrication |  | Prisma SPA, Rhine Kitchen - UAE, Pilsa SA, Al Barq - Shaleej, Emainox - Filippo, Rabadh - EMAN, Ascobloc - Maik - steel - furniture, Sprint Qatar - Essam - qatar.com/, Wolf Qatar - Tony, Euro Trade Bahrain - Vassily, Masria Egypt, Ginox - UAE, Ramadi Kitchen Dubai or CCE, Quality Fabrication - UAE, Dolphin Kitchens .Al heloul al Haditha | Prisma SPA (+41 78677 6468), Rhine Kitchen - UAE (06 5326098), Pilsa SA (Pilsa.com), Al Barq - Shaleej +971547920080 http://www.albarqkitchen.com/ , Emainox - Filippo +971 56 653 3433 https://emainox.it/ , Rabadh - EMAN +966 53 871 1366 https://rabadh.com/ , Ascobloc - Maik +49 172 205 5539 https://www.ascobloc.de/en/download/stainless - steel - furniture , Sprint Qatar - Essam +974 5586 7619 https://www.sprint - qatar.com/ , Wolf Qatar - Tony +974 4444 2295, Euro Trade Bahrain - Vassily +97339911287 https://ecegroups.com/ , Masria Egypt (0020 202 - 4610 - 3325) , Ginox - UAE (07 2444567), Ramadi Kitchen Dubai (04 884 0555) or CCE (Commercial Catering Equipment Dubai) 050476 2200 info@ccedubai.com , Quality Fabrication - UAE (info@qualitygrp.net ), Dolphin Kitchens (dolphin.kitchens@yahoo.com).Al heloul al Haditha |  | No alternative manufacturer for this custom fabricated item | Bk2 p326 | Table - Centre Type with undershelf 2mm top * | Table - Centre Type With Undershelf 2Mm Top * | area+ref
Book 2 | Level 09 - Meeting Room Pantry | MRP 12 | 1 | 1 | yes | 1.00 | Custom Fabrication |  | Prisma SPA, Rhine Kitchen - UAE, Pilsa SA, Al Barq - Shaleej, Emainox - Filippo, Rabadh - EMAN, Ascobloc - Maik - steel - furniture, Sprint Qatar - Essam - qatar.com/, Wolf Qatar - Tony, Euro Trade Bahrain - Vassily, Masria Egypt, Ginox - UAE, Ramadi Kitchen Dubai or CCE, Quality Fabrication - UAE, Dolphin Kitchens .Al heloul al Haditha | Prisma SPA (+41 78677 6468), Rhine Kitchen - UAE (06 5326098), Pilsa SA (Pilsa.com), Al Barq - Shaleej +971547920080 http://www.albarqkitchen.com/ , Emainox - Filippo +971 56 653 3433 https://emainox.it/ , Rabadh - EMAN +966 53 871 1366 https://rabadh.com/ , Ascobloc - Maik +49 172 205 5539 https://www.ascobloc.de/en/download/stainless - steel - furniture , Sprint Qatar - Essam +974 5586 7619 https://www.sprint - qatar.com/ , Wolf Qatar - Tony +974 4444 2295, Euro Trade Bahrain - Vassily +97339911287 https://ecegroups.com/ , Masria Egypt (0020 202 - 4610 - 3325) , Ginox - UAE (07 2444567), Ramadi Kitchen Dubai (04 884 0555) or CCE (Commercial Catering Equipment Dubai) 050476 2200 info@ccedubai.com , Quality Fabrication - UAE (info@qualitygrp.net ), Dolphin Kitchens (dolphin.kitchens@yahoo.com).Al heloul al Haditha |  | No alternative manufacturer for this custom fabricated item | Bk2 p327 | Table - Centre Type with undershelf and integral angle ledge unit plus drawer nest. 2mm top * | Table - Centre Type With Undershelf And Integral Angle Ledge Unit Plus Drawer Nest. 2Mm Top * | area+ref
Book 2 | Level 09 - Meeting Room Pantry | MRP 13 | 2 | 2 | yes | 1.00 | Custom Fabrication |  | Prisma SPA, Rhine Kitchen - UAE, Pilsa SA, Al Barq - Shaleej, Emainox - Filippo, Rabadh - EMAN, Ascobloc - Maik - steel - furniture, Sprint Qatar - Essam - qatar.com/, Wolf Qatar - Tony, Euro Trade Bahrain - Vassily, Masria Egypt, Ginox - UAE, Ramadi Kitchen Dubai or CCE, Quality Fabrication - UAE, Dolphin Kitchens .Al heloul al Haditha | Prisma SPA (+41 78677 6468), Rhine Kitchen - UAE (06 5326098), Pilsa SA (Pilsa.com), Al Barq - Shaleej +971547920080 http://www.albarqkitchen.com/ , Emainox - Filippo +971 56 653 3433 https://emainox.it/ , Rabadh - EMAN +966 53 871 1366 https://rabadh.com/ , Ascobloc - Maik +49 172 205 5539 https://www.ascobloc.de/en/download/stainless - steel - furniture , Sprint Qatar - Essam +974 5586 7619 https://www.sprint - qatar.com/ , Wolf Qatar - Tony +974 4444 2295, Euro Trade Bahrain - Vassily +97339911287 https://ecegroups.com/ , Masria Egypt (0020 202 - 4610 - 3325) , Ginox - UAE (07 2444567), Ramadi Kitchen Dubai (04 884 0555) or CCE (Commercial Catering Equipment Dubai) 050476 2200 info@ccedubai.com , Quality Fabrication - UAE (info@qualitygrp.net ), Dolphin Kitchens (dolphin.kitchens@yahoo.com).Al heloul al Haditha |  | No alternative manufacturer for this custom fabricated item | Bk2 p328 | Overhead Shelf * | Overhead Shelf * | area+ref
Book 2 | Level 09 - Meeting Room Pantry | MRP 14 | 1 | 1 | yes | 1.00 | Equipment |  | Infrico | Infrico ( www.infrico.com ) | Williams, Destar | Williams ( www.williams - refrigeration.co.uk)(sales@williamsdubai.ae , GINOX ( www.ginoxgroup.com ), Destar ( www.destar - refrigeration.com ) | Bk2 p329 | Refrigerated Preparation Table - 2 Sections with 4 Drawers GN1/2 | Refrigerated Preparation Table - 2 Sections With 4 Drawers Gn1/2 | area+ref
Book 2 | Level 09 - Meeting Room Pantry | MRP 15 | 1 | 1 | yes | 1.00 | Custom Fabrication |  | Prisma SPA, Rhine Kitchen - UAE, Pilsa SA, Al Barq - Shaleej, Emainox - Filippo, Rabadh - EMAN, Ascobloc - Maik - steel - furniture, Sprint Qatar - Essam - qatar.com/, Wolf Qatar - Tony, Euro Trade Bahrain - Vassily, Masria Egypt, Ginox - UAE, Ramadi Kitchen Dubai or CCE, Quality Fabrication - UAE, Dolphin Kitchens .Al heloul al Haditha | Prisma SPA (+41 78677 6468), Rhine Kitchen - UAE (06 5326098), Pilsa SA (Pilsa.com), Al Barq - Shaleej +971547920080 http://www.albarqkitchen.com/ , Emainox - Filippo +971 56 653 3433 https://emainox.it/ , Rabadh - EMAN +966 53 871 1366 https://rabadh.com/ , Ascobloc - Maik +49 172 205 5539 https://www.ascobloc.de/en/download/stainless - steel - furniture , Sprint Qatar - Essam +974 5586 7619 https://www.sprint - qatar.com/ , Wolf Qatar - Tony +974 4444 2295, Euro Trade Bahrain - Vassily +97339911287 https://ecegroups.com/ , Masria Egypt (0020 202 - 4610 - 3325) , Ginox - UAE (07 2444567), Ramadi Kitchen Dubai (04 884 0555) or CCE (Commercial Catering Equipment Dubai) 050476 2200 info@ccedubai.com , Quality Fabrication - UAE (info@qualitygrp.net ), Dolphin Kitchens (dolphin.kitchens@yahoo.com).Al heloul al Haditha |  | No alternative manufacturer for this custom fabricated item | Bk2 p330 | Table - Wall Type with inset wash hand basin (pull out bin beneath), inset sink, undershelf and integral angle ledge unit. 2mm top * | Table - Wall Type With Inset Wash Hand Basin (Pull Out Bin Beneath), Inset Sink, Undershelf And Integral Angle Ledge Unit. 2Mm Top * | area+ref
Book 2 | Level 09 - Meeting Room Pantry | MRP 15a | 1 | 1 | yes | 1.00 | Equipment | Various (EC - 3142 - VF05 + B - 0226 - V15 - WH4 + B - 3950 - 01) | T&S Brass | T&S Brass ( www.tsbrass.com ). C.O.O. USA. | Klarco, Kraus | Klarco ( www.klarco.com ), Kraus( www.krausproducts.com ) | Bk2 p331 | Faucet and other Attachments - Preparation Table | Faucet And Other Attachments - Preparation Table | area+ref
Book 2 | Level 09 - Meeting Room Pantry | MRP 16 | 1 | 1 | yes | 1.00 | Equipment | 2620 | Rubbermaid | Rubbermaid( www.rubbermaid.com ). C.O.O. U.S.A. | Cambro, Trolly and Bin | Cambro ( www.cambro.com ), Trolly and Bin ( www.trollyandbin.co.za ) | Bk2 p332 | Mobile Waste Bin - Brute _Undercounter | Mobile Waste Bin - Brute _Undercounter | area+ref
Book 2 | Level 09 - Meeting Room Pantry | MRP 17 | 2 | 2 | yes | 1.00 | Equipment | ELSCC14 | Scanbox | Scanbox ( www.scanbox.se ). C.O.O. Sweden | CIRCUM Hot/Cold - DSS, Alto - shaam, B.Pro, Moduline | CIRCUM Hot/Cold - DSS (dss - products.com), Alto - shaam ( www.alto - shaam.com ), B.Pro ( www.bpro - solutions.com ), Moduline ( www.moduline.it ) | Bk2 p333 | Mobile Refrigerated Holding Trolley Single Door - 14 GN1/1 | Mobile Refrigerated Holding Trolley Single Door - 14 Gn1/1 | area+ref
Book 2 | Level 09 - Meeting Room Pantry | MRP 18 | 1 | 1 | yes | 1.00 | Equipment |  | DESMON | DESMON ( www.desmon.com.cn/ sales@desmon.com.cn ) | TSSC, TCTI | TSSC (Sharjah) ( www.tsscgroup.com ), TCTI ( www.tcti.net ) | Bk2 p334 | Cold Room Water Chilled _For Holding Chiller 4 Sq Mtr | Cold Room Water Chilled _For Holding Chiller 4 Sq Mtr | area+ref
Book 2 | Level 09 - Meeting Room Pantry | MRP 19 | 1 | 1 | yes | 1.00 | Equipment |  | Hupfer | Hupfer ( www.hupfer.de ) | Tonon, DSS, Metro | Tonon ( www.tonon.com ), DSS ( www.dss - products.com ), Metro ( www.intermetro.com ) | Bk2 p335 | Angle Ledge Trolley - Enclosed w Protective Cover | Angle Ledge Trolley - Enclosed W Protective Cover | area+ref
Book 2 | Level 09 - Meeting Room Pantry | MRP 20 | 5 | 5 | yes | 1.00 | Equipment |  | Hupfer | Hupfer ( www.hupfer.de ) | DSS, Metro, Tournus, Tonon | DSS ( www.dss - products.com / dannyk88@singnet.com.sg ), Metro ( www.intermetro.com ), Tournus ( www.tournus.com ), Tonon ( www.tonon.com ) | Bk2 p336 | Anodized Aluminium Slatted 4 Tier Rack | Anodized Aluminium Slatted 4 Tier Rack | area+ref
Book 2 | Level 09 - Meeting Room Pantry | MRP 21 | 1 | 1 | yes | 1.00 | Equipment | IM 240ANE + B - 210SA | Hoshizaki | Hoshizaki( www.hoshizaki.ae ). C.O.O. UK | Scotsman, Ice - O - Matic, Manitowoc | Scotsman( www.scotsman - ice.com ), Ice - O - Matic ( www.iceomatic.com ), Manitowoc( www.manitowocice.com ) | Bk2 p337 | Upright Ice Cuber 240kg/day w/ 217 kg Bin - Air Cooled | Upright Ice Cuber 240Kg/Day W/ 217 Kg Bin - Air Cooled | area+ref
Book 2 | Level 09 - Meeting Room Pantry | MRP 21a | 1 | 1 | yes | 1.00 | Equipment | Insurice Triple - i4000² System | Everpure | Everpure (www.fendtech.ae/sales@fendtech.ae). C.O.O. USA | Culligan, So - Safe | Culligan( www.culligan.com ), So - Safe ( www.sosafe.com ) | Bk2 p338 | Filter System For Ice Production Machines | Filter System For Ice Production Machines | area+ref
Book 2 | Level 09 - Meeting Room Pantry | MRP 22 | 1 | 1 | yes | 1.00 | Custom Fabrication |  | Prisma SPA, Rhine Kitchen - UAE, Pilsa SA, Al Barq - Shaleej, Emainox - Filippo, Rabadh - EMAN, Ascobloc - Maik - steel - furniture, Sprint Qatar - Essam - qatar.com/, Wolf Qatar - Tony, Euro Trade Bahrain - Vassily, Masria Egypt, Ginox - UAE, Ramadi Kitchen Dubai or CCE, Quality Fabrication - UAE, Dolphin Kitchens .Al heloul al Haditha | Prisma SPA (+41 78677 6468), Rhine Kitchen - UAE (06 5326098), Pilsa SA (Pilsa.com), Al Barq - Shaleej +971547920080 http://www.albarqkitchen.com/ , Emainox - Filippo +971 56 653 3433 https://emainox.it/ , Rabadh - EMAN +966 53 871 1366 https://rabadh.com/ , Ascobloc - Maik +49 172 205 5539 https://www.ascobloc.de/en/download/stainless - steel - furniture , Sprint Qatar - Essam +974 5586 7619 https://www.sprint - qatar.com/ , Wolf Qatar - Tony +974 4444 2295, Euro Trade Bahrain - Vassily +97339911287 https://ecegroups.com/ , Masria Egypt (0020 202 - 4610 - 3325) , Ginox - UAE (07 2444567), Ramadi Kitchen Dubai (04 884 0555) or CCE (Commercial Catering Equipment Dubai) 050476 2200 info@ccedubai.com , Quality Fabrication - UAE (info@qualitygrp.net ), Dolphin Kitchens (dolphin.kitchens@yahoo.com).Al heloul al Haditha |  | No alternative manufacturer for this custom fabricated item | Bk2 p339 | Table - Wall Type with single bowl sink, undershelf and integral angle ledge unit. 2mm top _Shaped as plan* | Table - Wall Type With Single Bowl Sink, Undershelf And Integral Angle Ledge Unit. 2Mm Top _Shaped As Plan* | area+ref
Book 2 | Level 09 - Meeting Room Pantry | MRP 22a | 1 | 1 | yes | 1.00 | Equipment | Various (B - 0226 - V15 - WH4 + B - 3950 - 01) | T&S Brass | T&S Brass ( www.tsbrass.com ). C.O.O. USA. | Klarco, Kraus | Klarco ( www.klarco.com ), Kraus( www.krausproducts.com ) | Bk2 p340 | Faucet and other Attachments - Sink Unit | Faucet And Other Attachments - Sink Unit | area+ref
Book 2 | Level 09 - Meeting Room Pantry | MRP 23 | 1 | 1 | yes | 1.00 | Equipment | 2620 | Rubbermaid | Rubbermaid( www.rubbermaid.com ). C.O.O. U.S.A. | Cambro, Trolly and Bin | Cambro ( www.cambro.com ), Trolly and Bin ( www.trollyandbin.co.za ) | Bk2 p341 | Mobile Waste Bin - Brute _Undercounter | Mobile Waste Bin - Brute _Undercounter | area+ref
Book 2 | Level 09 - Meeting Room Pantry | MRP 24 | 1 | 1 | yes | 1.00 | Equipment |  | Infrico | Infrico ( www.infrico.com ) | Williams, Destar | Williams ( www.williams - refrigeration.co.uk)(sales@williamsdubai.ae , GINOX ( www.ginoxgroup.com ), Destar ( www.destar - refrigeration.com ) | Bk2 p342 | Undercounter Refrigerator 1 Solid Door - 150L | Undercounter Refrigerator 1 Solid Door - 150L | area+ref
Book 2 | Level 09 - Meeting Room Pantry | MRP 25 | 1 | 1 | yes | 1.00 | Equipment |  | conti | conti ( www.conti - expresso.com ) | La Cimbali, 'Faema | La Cimbali ( www.cimbali.com ), 'Faema ( www.faema.com ) | Bk2 p343 | Fully Automatic Coffee Machine Steam & Cappuccino with Refrigeration unit and Cup Warmer | Fully Automatic Coffee Machine Steam & Cappuccino With Refrigeration Unit And Cup Warmer | area+ref
Book 2 | Level 09 - Meeting Room Pantry | MRP 25a | 1 | 1 | yes | 1.00 | Equipment | CLARIS system M | Everpure | Everpure (www.fendtech.ae/sales@fendtech.ae). C.O.O. USA | Culligan, So - Safe | Culligan( www.culligan.com ), So - Safe ( www.sosafe.com ) | Bk2 p344 | Filter system for espresso machines | Filter System For Espresso Machines | area+ref
Book 2 | Level 09 - Meeting Room Pantry | MRP 26 | 2 | 2 | yes | 1.00 | Custom Fabrication |  | Prisma SPA, Rhine Kitchen - UAE, Pilsa SA, Al Barq - Shaleej, Emainox - Filippo, Rabadh - EMAN, Ascobloc - Maik - steel - furniture, Sprint Qatar - Essam - qatar.com/, Wolf Qatar - Tony, Euro Trade Bahrain - Vassily, Masria Egypt, Ginox - UAE, Ramadi Kitchen Dubai or CCE, Quality Fabrication - UAE, Dolphin Kitchens .Al heloul al Haditha | Prisma SPA (+41 78677 6468), Rhine Kitchen - UAE (06 5326098), Pilsa SA (Pilsa.com), Al Barq - Shaleej +971547920080 http://www.albarqkitchen.com/ , Emainox - Filippo +971 56 653 3433 https://emainox.it/ , Rabadh - EMAN +966 53 871 1366 https://rabadh.com/ , Ascobloc - Maik +49 172 205 5539 https://www.ascobloc.de/en/download/stainless - steel - furniture , Sprint Qatar - Essam +974 5586 7619 https://www.sprint - qatar.com/ , Wolf Qatar - Tony +974 4444 2295, Euro Trade Bahrain - Vassily +97339911287 https://ecegroups.com/ , Masria Egypt (0020 202 - 4610 - 3325) , Ginox - UAE (07 2444567), Ramadi Kitchen Dubai (04 884 0555) or CCE (Commercial Catering Equipment Dubai) 050476 2200 info@ccedubai.com , Quality Fabrication - UAE (info@qualitygrp.net ), Dolphin Kitchens (dolphin.kitchens@yahoo.com).Al heloul al Haditha |  | No alternative manufacturer for this custom fabricated item | Bk2 p345 | Single Wall Shelf * | Single Wall Shelf * | area+ref
Book 2 | Level 09 - Meeting Room Pantry | MRP 27 | 1 | 1 | yes | 1.00 | Equipment | Café Turkish | Boncafe | Boncafe( www.boncafeme.ae ). C.O.O. UAE | OKYAY | OKYAY ( www.okyayltd.com.tr ) | Bk2 p346 | Automatic Turkish Coffee maker - 2 x 2 cup capacity | Automatic Turkish Coffee Maker - 2 X 2 Cup Capacity | area+ref
Book 2 | Level 09 - Meeting Room Pantry | MRP 28 | 1 | 1 | yes | 1.00 | Equipment |  | YPT | YPT ( www.ypt.com.hk ) | elite Flame, Burco | elite Flame (www.info@szmark.cn),Burco ( https://www.burco.co.uk/ ) | Bk2 p347 | Instantaneous Heated Water Boiler - 30Lt. | Instantaneous Heated Water Boiler - 30Lt. | area+ref
Book 2 | Level 09 - Meeting Room Pantry | MRP 28a | 1 | 1 | yes | 1.00 | Equipment | QL3i - MH System | Everpure | Everpure (www.fendtech.ae/sales@fendtech.ae). C.O.O. USA | Culligan, So - Safe | Culligan( www.culligan.com ), So - Safe ( www.sosafe.com ) | Bk2 p348 | Filter System For Water Boiler | Filter System For Water Boiler | area+ref
Book 2 | Level 09 - Meeting Room Pantry | MRP 29 | 1 | 1 | yes | 1.00 | Equipment | Multifruit | Zumex | Zumex ( www.zumex.com ). C.O.O. France | AJC, Santos, Hamilton beach | AJC, Santos ( www.santos.fr ), Hamilton beach ( www.hamiltonbeach.com ) | Bk2 p349 | Automatic Multifruit Juicer | Automatic Multifruit Juicer | area+ref
Book 2 | Level 09 - Meeting Room Pantry | MRP 30 | 1 | 1 | yes | 1.00 | Equipment | #10 | santos | santos( www.santos.fr ). C.O.O. France | Zumex, Hamilton beach | Zumex ( www.zumex.com ), Hamilton beach ( www.hamiltonbeach.com ) | Bk2 p350 | Automatic Citrus Juicer with Lever | Automatic Citrus Juicer With Lever | area+ref
Book 2 | Level 09 - Meeting Room Pantry | MRP 31 | 1 | 1 | yes | 1.00 | Equipment | Connoisseur 825 | Blendtec | Blendtec ( www.muddle - me.com/www.blendtec.com ). C.O.O. USA | Hamilton Beach, Vitamix | Hamilton Beach (www.commercial.hamiltonbeach.com),Vitamix ( www.vitamix.com ) | Bk2 p351 | Commercial Blender with Sound Enclosure - 2.1 Ltr/Jar | Commercial Blender With Sound Enclosure - 2.1 Ltr/Jar | area+ref
Book 2 | Level 09 - Meeting Room Pantry | MRP 32 | 2 | 2 | yes | 1.00 | Equipment |  | Infrico | Infrico ( www.infrico.com ) | Williams, Destar | Williams ( www.williams - refrigeration.co.uk)(sales@williamsdubai.ae , GINOX ( www.ginoxgroup.com ), Destar ( www.destar - refrigeration.com ) | Bk2 p352 | Undercounter Bottle Display Unit 2 Glass Doors - S/S Finish 193L | Undercounter Bottle Display Unit 2 Glass Doors - S/S Finish 193L | area+ref
Book 2 | Level 09 - Meeting Room Pantry | MRP 35 | 1 | 1 | yes | 1.00 | Custom Fabrication |  | Prisma SPA, Rhine Kitchen - UAE, Pilsa SA, Al Barq - Shaleej, Emainox - Filippo, Rabadh - EMAN, Ascobloc - Maik - steel - furniture, Sprint Qatar - Essam - qatar.com/, Wolf Qatar - Tony, Euro Trade Bahrain - Vassily, Masria Egypt, Ginox - UAE, Ramadi Kitchen Dubai or CCE, Quality Fabrication - UAE, Dolphin Kitchens .Al heloul al Haditha | Prisma SPA (+41 78677 6468), Rhine Kitchen - UAE (06 5326098), Pilsa SA (Pilsa.com), Al Barq - Shaleej +971547920080 http://www.albarqkitchen.com/ , Emainox - Filippo +971 56 653 3433 https://emainox.it/ , Rabadh - EMAN +966 53 871 1366 https://rabadh.com/ , Ascobloc - Maik +49 172 205 5539 https://www.ascobloc.de/en/download/stainless - steel - furniture , Sprint Qatar - Essam +974 5586 7619 https://www.sprint - qatar.com/ , Wolf Qatar - Tony +974 4444 2295, Euro Trade Bahrain - Vassily +97339911287 https://ecegroups.com/ , Masria Egypt (0020 202 - 4610 - 3325) , Ginox - UAE (07 2444567), Ramadi Kitchen Dubai (04 884 0555) or CCE (Commercial Catering Equipment Dubai) 050476 2200 info@ccedubai.com , Quality Fabrication - UAE (info@qualitygrp.net ), Dolphin Kitchens (dolphin.kitchens@yahoo.com).Al heloul al Haditha |  | No alternative manufacturer for this custom fabricated item | Bk2 p355 | Stainless Steel Sorting Table * | Stainless Steel Sorting Table * | area+ref
Book 2 | Level 09 - Meeting Room Pantry | MRP 36 | 1 | 1 | yes | 1.00 | Custom Fabrication |  | Prisma SPA, Rhine Kitchen - UAE, Pilsa SA, Al Barq - Shaleej, Emainox - Filippo, Rabadh - EMAN, Ascobloc - Maik - steel - furniture, Sprint Qatar - Essam - qatar.com/, Wolf Qatar - Tony, Euro Trade Bahrain - Vassily, Masria Egypt, Ginox - UAE, Ramadi Kitchen Dubai or CCE, Quality Fabrication - UAE, Dolphin Kitchens .Al heloul al Haditha | Prisma SPA (+41 78677 6468), Rhine Kitchen - UAE (06 5326098), Pilsa SA (Pilsa.com), Al Barq - Shaleej +971547920080 http://www.albarqkitchen.com/ , Emainox - Filippo +971 56 653 3433 https://emainox.it/ , Rabadh - EMAN +966 53 871 1366 https://rabadh.com/ , Ascobloc - Maik +49 172 205 5539 https://www.ascobloc.de/en/download/stainless - steel - furniture , Sprint Qatar - Essam +974 5586 7619 https://www.sprint - qatar.com/ , Wolf Qatar - Tony +974 4444 2295, Euro Trade Bahrain - Vassily +97339911287 https://ecegroups.com/ , Masria Egypt (0020 202 - 4610 - 3325) , Ginox - UAE (07 2444567), Ramadi Kitchen Dubai (04 884 0555) or CCE (Commercial Catering Equipment Dubai) 050476 2200 info@ccedubai.com , Quality Fabrication - UAE (info@qualitygrp.net ), Dolphin Kitchens (dolphin.kitchens@yahoo.com).Al heloul al Haditha |  | No alternative manufacturer for this custom fabricated item | Bk2 p356 | Shelf over Hatch Opening and Hatch Cladding to sides and top. * | Shelf Over Hatch Opening And Hatch Cladding To Sides And Top. * | area+ref
Book 2 | Level 09 - Meeting Room Pantry | MRP 37 | 2 | 2 | yes | 1.00 | Equipment | 806 382 | Tournus | Tournus ( www.tournus.com ). C.O.O. France | DSS, Sofinor, Eagle Group, Mechline | DSS (dss - products.com), Sofinor ( www.sofinor.com ), Eagle Group ( www.eaglegrp.com ), Mechline ( www.mechline.com ) | Bk2 p357 | Cantilevered wash hand basin - knee control | Cantilevered Wash Hand Basin - Knee Control | area+ref
Book 2 | Level 09 - Meeting Room Pantry | MRP 38 | 1 | 1 | yes | 1.00 | Equipment | Ambion 100 | HVAC Plasmaclean | HVAC Plasmaclean (MGK +971 4 396 8264). C.O.O. UK | Mechline Hygenikx, Aerox | Mechline Hygenikx ( www.mechline.com.hgx/ ), Aerox ( www.aeroxinjector.com ) | Bk2 p358 | Plasma Ionisation Smell Reduction Unit | Plasma Ionisation Smell Reduction Unit | area+ref
Book 2 | Level 09 - Meeting Room Pantry | MRP 39 | 1 | 1 | yes | 1.00 | Custom Fabrication |  | Prisma SPA, Rhine Kitchen - UAE, Pilsa SA, Al Barq - Shaleej, Emainox - Filippo, Rabadh - EMAN, Ascobloc - Maik - steel - furniture, Sprint Qatar - Essam - qatar.com/, Wolf Qatar - Tony, Euro Trade Bahrain - Vassily, Masria Egypt, Ginox - UAE, Ramadi Kitchen Dubai or CCE, Quality Fabrication - UAE, Dolphin Kitchens .Al heloul al Haditha | Prisma SPA (+41 78677 6468), Rhine Kitchen - UAE (06 5326098), Pilsa SA (Pilsa.com), Al Barq - Shaleej +971547920080 http://www.albarqkitchen.com/ , Emainox - Filippo +971 56 653 3433 https://emainox.it/ , Rabadh - EMAN +966 53 871 1366 https://rabadh.com/ , Ascobloc - Maik +49 172 205 5539 https://www.ascobloc.de/en/download/stainless - steel - furniture , Sprint Qatar - Essam +974 5586 7619 https://www.sprint - qatar.com/ , Wolf Qatar - Tony +974 4444 2295, Euro Trade Bahrain - Vassily +97339911287 https://ecegroups.com/ , Masria Egypt (0020 202 - 4610 - 3325) , Ginox - UAE (07 2444567), Ramadi Kitchen Dubai (04 884 0555) or CCE (Commercial Catering Equipment Dubai) 050476 2200 info@ccedubai.com , Quality Fabrication - UAE (info@qualitygrp.net ), Dolphin Kitchens (dolphin.kitchens@yahoo.com).Al heloul al Haditha |  | No alternative manufacturer for this custom fabricated item | Bk2 p359 | Stainless Steel Inlet Sink Table Twin Sink* | Stainless Steel Inlet Sink Table Twin Sink* | area+ref
Book 2 | Level 09 - Meeting Room Pantry | MRP 39a | 1 | 1 | yes | 1.00 | Equipment | Various (B - 0114 - 01B - WH4 + B - 3950 - 01) | T&S Brass | T&S Brass ( www.tsbrass.com ). C.O.O. USA. | Klarco, Kraus | Klarco ( www.klarco.com ), Kraus( www.krausproducts.com ) | Bk2 p360 | Faucet and other Attachments -Spray Faucet | Faucet And Other Attachments - Spray Faucet | area+ref
Book 2 | Level 09 - Meeting Room Pantry | MRP 40 | 1 | 1 | yes | 1.00 | Equipment | PT - M | Winterhalter | Winterhalter( www.winterhalter.ae ). C.O.O. Germany | Meiko, Hobart Germany | Meiko ( www.meikome.com ), Hobart Germany | Bk2 p361 | Single Basket Pass Through Double Skin Hood Dish Washer with Up To 77 racks/h | Single Basket Pass Through Double Skin Hood Dish Washer With Up To 77 Racks/H | area+ref
Book 2 | Level 09 - Meeting Room Pantry | MRP 40a | 1 | 1 | yes | 1.00 | Equipment | KLEENWARE HTS - 11 SYSTEM | Everpure | Everpure (www.fendtech.ae/sales@fendtech.ae). C.O.O. USA | Culligan, So - Safe | Culligan( www.culligan.com ), So - Safe ( www.sosafe.com ) | Bk2 p362 | Filter System For Scale Prevention & Corrosion Control for Dishwasher /Glass washer | Filter System For Scale Prevention & Corrosion Control For Dishwasher /Glass Washer | area+ref
Book 2 | Level 09 - Meeting Room Pantry | MRP 41 | 1 | 1 | yes | 1.00 | Custom Fabrication |  | Prisma SPA, Rhine Kitchen - UAE, Pilsa SA, Al Barq - Shaleej, Emainox - Filippo, Rabadh - EMAN, Ascobloc - Maik - steel - furniture, Sprint Qatar - Essam - qatar.com/, Wolf Qatar - Tony, Euro Trade Bahrain - Vassily, Masria Egypt, Ginox - UAE, Ramadi Kitchen Dubai or CCE, Quality Fabrication - UAE, Dolphin Kitchens .Al heloul al Haditha | Prisma SPA (+41 78677 6468), Rhine Kitchen - UAE (06 5326098), Pilsa SA (Pilsa.com), Al Barq - Shaleej +971547920080 http://www.albarqkitchen.com/ , Emainox - Filippo +971 56 653 3433 https://emainox.it/ , Rabadh - EMAN +966 53 871 1366 https://rabadh.com/ , Ascobloc - Maik +49 172 205 5539 https://www.ascobloc.de/en/download/stainless - steel - furniture , Sprint Qatar - Essam +974 5586 7619 https://www.sprint - qatar.com/ , Wolf Qatar - Tony +974 4444 2295, Euro Trade Bahrain - Vassily +97339911287 https://ecegroups.com/ , Masria Egypt (0020 202 - 4610 - 3325) , Ginox - UAE (07 2444567), Ramadi Kitchen Dubai (04 884 0555) or CCE (Commercial Catering Equipment Dubai) 050476 2200 info@ccedubai.com , Quality Fabrication - UAE (info@qualitygrp.net ), Dolphin Kitchens (dolphin.kitchens@yahoo.com).Al heloul al Haditha |  | No alternative manufacturer for this custom fabricated item | Bk2 p363 | Vapour Hood - 800 cu mtrs per hour exhaust * | Vapour Hood - 800 Cu Mtrs Per Hour Exhaust * | area+ref
Book 2 | Level 09 - Meeting Room Pantry | MRP 42 | 1 | 1 | yes | 1.00 | Equipment | UC - L | Winterhalter | Winterhalter( www.winterhalter.ae ). C.O.O. Germany | Meiko, Hobart Germany | Meiko ( www.meikome.com ), Hobart Germany | Bk2 p364 | Undercounter Dish/Glass/Tray/Cutlery Washer - 65 racks/h, 50x50 cm Rack Size | Undercounter Dish/Glass/Tray/Cutlery Washer - 65 Racks/H, 50X50 Cm Rack Size | area+ref
Book 2 | Level 09 - Meeting Room Pantry | MRP 42a | 1 | 1 | yes | 1.00 | Equipment | KLEENWARE HTS - 11 SYSTEM | Everpure | Everpure (www.fendtech.ae/sales@fendtech.ae). C.O.O. USA | Culligan, So - Safe | Culligan( www.culligan.com ), So - Safe ( www.sosafe.com ) | Bk2 p365 | Filter System For Scale Prevention & Corrosion Control for Dishwasher /Glass washer | Filter System For Scale Prevention & Corrosion Control For Dishwasher /Glass Washer | area+ref
Book 2 | Level 09 - Meeting Room Pantry | MRP 43 | 1 | 1 | yes | 1.00 | Custom Fabrication |  | Prisma SPA, Rhine Kitchen - UAE, Pilsa SA, Al Barq - Shaleej, Emainox - Filippo, Rabadh - EMAN, Ascobloc - Maik - steel - furniture, Sprint Qatar - Essam - qatar.com/, Wolf Qatar - Tony, Euro Trade Bahrain - Vassily, Masria Egypt, Ginox - UAE, Ramadi Kitchen Dubai or CCE, Quality Fabrication - UAE, Dolphin Kitchens .Al heloul al Haditha | Prisma SPA (+41 78677 6468), Rhine Kitchen - UAE (06 5326098), Pilsa SA (Pilsa.com), Al Barq - Shaleej +971547920080 http://www.albarqkitchen.com/ , Emainox - Filippo +971 56 653 3433 https://emainox.it/ , Rabadh - EMAN +966 53 871 1366 https://rabadh.com/ , Ascobloc - Maik +49 172 205 5539 https://www.ascobloc.de/en/download/stainless - steel - furniture , Sprint Qatar - Essam +974 5586 7619 https://www.sprint - qatar.com/ , Wolf Qatar - Tony +974 4444 2295, Euro Trade Bahrain - Vassily +97339911287 https://ecegroups.com/ , Masria Egypt (0020 202 - 4610 - 3325) , Ginox - UAE (07 2444567), Ramadi Kitchen Dubai (04 884 0555) or CCE (Commercial Catering Equipment Dubai) 050476 2200 info@ccedubai.com , Quality Fabrication - UAE (info@qualitygrp.net ), Dolphin Kitchens (dolphin.kitchens@yahoo.com).Al heloul al Haditha |  | No alternative manufacturer for this custom fabricated item | Bk2 p366 | Outlet Table * | Outlet Table * | area+ref
Book 2 | Level 09 - Meeting Room Pantry | MRP 44 | 1 | 1 | yes | 1.00 | Custom Fabrication |  | Prisma SPA, Rhine Kitchen - UAE, Pilsa SA, Al Barq - Shaleej, Emainox - Filippo, Rabadh - EMAN, Ascobloc - Maik - steel - furniture, Sprint Qatar - Essam - qatar.com/, Wolf Qatar - Tony, Euro Trade Bahrain - Vassily, Masria Egypt, Ginox - UAE, Ramadi Kitchen Dubai or CCE, Quality Fabrication - UAE, Dolphin Kitchens .Al heloul al Haditha | Prisma SPA (+41 78677 6468), Rhine Kitchen - UAE (06 5326098), Pilsa SA (Pilsa.com), Al Barq - Shaleej +971547920080 http://www.albarqkitchen.com/ , Emainox - Filippo +971 56 653 3433 https://emainox.it/ , Rabadh - EMAN +966 53 871 1366 https://rabadh.com/ , Ascobloc - Maik +49 172 205 5539 https://www.ascobloc.de/en/download/stainless - steel - furniture , Sprint Qatar - Essam +974 5586 7619 https://www.sprint - qatar.com/ , Wolf Qatar - Tony +974 4444 2295, Euro Trade Bahrain - Vassily +97339911287 https://ecegroups.com/ , Masria Egypt (0020 202 - 4610 - 3325) , Ginox - UAE (07 2444567), Ramadi Kitchen Dubai (04 884 0555) or CCE (Commercial Catering Equipment Dubai) 050476 2200 info@ccedubai.com , Quality Fabrication - UAE (info@qualitygrp.net ), Dolphin Kitchens (dolphin.kitchens@yahoo.com).Al heloul al Haditha |  | No alternative manufacturer for this custom fabricated item | Bk2 p367 | Overhead Wash Rack Holder * | Overhead Wash Rack Holder * | area+ref
Book 2 | Level 09 - Meeting Room Pantry | MRP 45 | 1 | 1 | yes | 1.00 | Equipment | ICS100L | Cambro | Cambro( www.cambro.com),(webmaster@cambro.com ). C.O.O. U.S.A. | Carlisle, Metro | Carlisle ( www.carlislefsp.com ), Metro ( www.metro.com ) | Bk2 p368 | 46 kg Capacity Polymer Insulated Mobile Ice Dolly with Wheels and Insulated Sliding Lid | 46 Kg Capacity Polymer Insulated Mobile Ice Dolly With Wheels And Insulated Sliding Lid | area+ref
Book 2 | Level 09 - Meeting Room Pantry | MRP 46 | 1 | 1 | yes | 1.00 | Equipment | CITYBAC 120L | SULO | SULO ( www.sulo.com ). C.O.O. Australia | Rubbermaid | Rubbermaid ( www.rubbermaid.com ) | Bk2 p369 | Mobile Waste Bin - 120 Lt. | Mobile Waste Bin - 120 Lt. | area+ref
Book 2 | Level 09 - Meeting Room Pantry | MRP 47 | 1 | 1 | yes | 1.00 | Equipment | C4 Combivent | Convotherm | Convotherm ( www.convotherm.com ). C.O.O. Germany | Rational, Unox, Eloma, 'MKN | Rational ( www.rational - online.com ), Unox ( www.unox.com ), Eloma ( www.eloma.com ), 'MKN ( www.mkn.com ) | Bk2 p370 | Ventless Hood - Electric type | Ventless Hood - Electric Type | area+ref
Book 2 | Level 10-22 Typical - House Keeping Pantry | MAK 1 | 24 | 24 | yes | 1.00 | Equipment | DSC - 300S - 150D/OT & DSG - 300S | DSS | DSS (dannyk88@singnet.com.sg/DSS168@hotmail.com). C.O.O. China | Aco System | Aco System ( www.aco.ae ) | Bk2 p373 | Floor Channel with Odor Trap & Grating - 350mm as per plan | Floor Channel With Odor Trap & Grating - 350Mm As Per Plan | area+ref
Book 2 | Level 10-22 Typical - House Keeping Pantry | MAK 2 | 12 | 12 | yes | 1.00 | Equipment | 806 382 | Tournus | Tournus ( www.tournus.com ). C.O.O. France | DSS, Sofinor, Eagle Group, Mechline | DSS (dss - products.com), Sofinor ( www.sofinor.com ), Eagle Group ( www.eaglegrp.com ), Mechline ( www.mechline.com ) | Bk2 p374 | Cantilevered wash hand basin - knee control | Cantilevered Wash Hand Basin - Knee Control | area+ref
Book 2 | Level 10-22 Typical - House Keeping Pantry | MAK 3 | 12 | 12 | yes | 1.00 | Equipment | 1883552 (Streamline) | Rubbermaid | Rubbermaid( www.rubbermaid.com ). C.O.O. U.S.A. | Carlisle, Green Revolution, Cosmoplast | Carlisle ( www.carlislefsp.com ), Green Revolution ( www.green - revolution.in ), Cosmoplast ( www.cosmoplast.com ) | Bk2 p375 | Mobile Waste Bin Slim Jim Step-On (Beige color) | Mobile Waste Bin Slim Jim Step - On (Beige Color) | area+ref
Book 2 | Level 10-22 Typical - House Keeping Pantry | MAK 4 | 12 | 12 | yes | 1.00 | Equipment |  | Insectocutor | Insectocutor ( www.pelsis.com , hygieneproducts@tte.ae ) | Branderburg, Johnson Group | Branderburg ( www.b - one.com ), Johnson Group ( www.johnson - group.com.hk ) | Bk2 p376 | Fly Killer - 100m2 Room Coverage _To Suit Site | Fly Killer - 100M2 Room Coverage _To Suit Site | area+ref
Book 2 | Level 10-22 Typical - House Keeping Pantry | MAK 5 | 12 | 12 | yes | 1.00 | Equipment |  | Hupfer | Hupfer ( www.hupfer.de ) | DSS, Metro, Tournus, Tonon | DSS ( www.dss - products.com / dannyk88@singnet.com.sg ), Metro ( www.intermetro.com ), Tournus ( www.tournus.com ), Tonon ( www.tonon.com ) | Bk2 p377 | Anodized Aluminium Slatted 4 Tier Rack | Anodized Aluminium Slatted 4 Tier Rack | area+ref
Book 2 | Level 10-22 Typical - House Keeping Pantry | MAK 6 | 12 | 12 | yes | 1.00 | Custom Fabrication |  | Prisma SPA, Rhine Kitchen - UAE, Pilsa SA, Al Barq - Shaleej, Emainox - Filippo, Rabadh - EMAN, Ascobloc - Maik - steel - furniture, Sprint Qatar - Essam - qatar.com/, Wolf Qatar - Tony, Euro Trade Bahrain - Vassily, Masria Egypt, Ginox - UAE, Ramadi Kitchen Dubai or CCE, Quality Fabrication - UAE, Dolphin Kitchens .Al heloul al Haditha | Prisma SPA (+41 78677 6468), Rhine Kitchen - UAE (06 5326098), Pilsa SA (Pilsa.com), Al Barq - Shaleej +971547920080 http://www.albarqkitchen.com/ , Emainox - Filippo +971 56 653 3433 https://emainox.it/ , Rabadh - EMAN +966 53 871 1366 https://rabadh.com/ , Ascobloc - Maik +49 172 205 5539 https://www.ascobloc.de/en/download/stainless - steel - furniture , Sprint Qatar - Essam +974 5586 7619 https://www.sprint - qatar.com/ , Wolf Qatar - Tony +974 4444 2295, Euro Trade Bahrain - Vassily +97339911287 https://ecegroups.com/ , Masria Egypt (0020 202 - 4610 - 3325) , Ginox - UAE (07 2444567), Ramadi Kitchen Dubai (04 884 0555) or CCE (Commercial Catering Equipment Dubai) 050476 2200 info@ccedubai.com , Quality Fabrication - UAE (info@qualitygrp.net ), Dolphin Kitchens (dolphin.kitchens@yahoo.com).Al heloul al Haditha |  | No alternative manufacturer for this custom fabricated item | Bk2 p378 | Table - Wall Type with single bowl sink, undershelf and drawer nest. 2mm top _Shaped as plan* | Table - Wall Type With Single Bowl Sink, Undershelf And Drawer Nest. 2Mm Top _Shaped As Plan* | area+ref
Book 2 | Level 10-22 Typical - House Keeping Pantry | MAK 6a | 12 | 12 | yes | 1.00 | Equipment | Various (B - 0226 - V15 - WH4 + B - 3950 - 01) | T&S Brass | T&S Brass ( www.tsbrass.com ). C.O.O. USA. | Klarco, Kraus | Klarco ( www.klarco.com ), Kraus( www.krausproducts.com ) | Bk2 p379 | Faucet and other Attachments - Sink Unit | Faucet And Other Attachments - Sink Unit | area+ref
Book 2 | Level 10-22 Typical - House Keeping Pantry | MAK 7 | 12 | 12 | yes | 1.00 | Equipment | UC - S | Winterhalter | Winterhalter( www.winterhalter.ae ). C.O.O. Germany | Meiko, Hobart Germany | Meiko ( www.meikome.com ), Hobart Germany | Bk2 p380 | Undercounter Glass Washer - 65 racks/h, 40x40 cm Rack Size | Undercounter Glass Washer - 65 Racks/H, 40X40 Cm Rack Size | area+ref
Book 2 | Level 10-22 Typical - House Keeping Pantry | MAK 7a | 12 | 12 | yes | 1.00 | Equipment | KLEENWARE HTS - 11 SYSTEM | Everpure | Everpure (www.fendtech.ae/sales@fendtech.ae). C.O.O. USA | Culligan, So - Safe | Culligan( www.culligan.com ), So - Safe ( www.sosafe.com ) | Bk2 p381 | Filter System For Scale Prevention & Corrosion Control for Dishwasher /Glass washer | Filter System For Scale Prevention & Corrosion Control For Dishwasher /Glass Washer | area+ref
Book 2 | Level 10-22 Typical - House Keeping Pantry | MAK 8 | 12 | 12 | yes | 1.00 | Equipment | IM - 45CNE(SA) | Hoshizaki | Hoshizaki( www.hoshizaki.ae ). C.O.O. UK | Scotsman, Ice - O - Matic, Manitowoc | Scotsman( www.scotsman - ice.com ), Ice - O - Matic ( www.iceomatic.com ), Manitowoc( www.manitowocice.com ) | Bk2 p382 | Self Contained Ice Cuber 41 kg/day w/ 15kg Bin -Air Cooled | Self Contained Ice Cuber 41 Kg/Day W/ 15Kg Bin - Air Cooled | area+ref
Book 2 | Level 10-22 Typical - House Keeping Pantry | MAK 8A | 12 | 12 | yes | 1.00 | Equipment | Insurice Single - i2000² System | Everpure | Everpure (www.fendtech.ae/sales@fendtech.ae). C.O.O. USA | Culligan, So - Safe | Culligan( www.culligan.com ), So - Safe ( www.sosafe.com ) | Bk2 p383 | Filter System For Under Counter Ice Production Machines | Filter System For Under Counter Ice Production Machines | area+ref
Book 2 | Level 10-22 Typical - House Keeping Pantry | MAK 9 | 12 | 12 | yes | 1.00 | Custom Fabrication |  | Prisma SPA, Rhine Kitchen - UAE, Pilsa SA, Al Barq - Shaleej, Emainox - Filippo, Rabadh - EMAN, Ascobloc - Maik - steel - furniture, Sprint Qatar - Essam - qatar.com/, Wolf Qatar - Tony, Euro Trade Bahrain - Vassily, Masria Egypt, Ginox - UAE, Ramadi Kitchen Dubai or CCE, Quality Fabrication - UAE, Dolphin Kitchens .Al heloul al Haditha | Prisma SPA (+41 78677 6468), Rhine Kitchen - UAE (06 5326098), Pilsa SA (Pilsa.com), Al Barq - Shaleej +971547920080 http://www.albarqkitchen.com/ , Emainox - Filippo +971 56 653 3433 https://emainox.it/ , Rabadh - EMAN +966 53 871 1366 https://rabadh.com/ , Ascobloc - Maik +49 172 205 5539 https://www.ascobloc.de/en/download/stainless - steel - furniture , Sprint Qatar - Essam +974 5586 7619 https://www.sprint - qatar.com/ , Wolf Qatar - Tony +974 4444 2295, Euro Trade Bahrain - Vassily +97339911287 https://ecegroups.com/ , Masria Egypt (0020 202 - 4610 - 3325) , Ginox - UAE (07 2444567), Ramadi Kitchen Dubai (04 884 0555) or CCE (Commercial Catering Equipment Dubai) 050476 2200 info@ccedubai.com , Quality Fabrication - UAE (info@qualitygrp.net ), Dolphin Kitchens (dolphin.kitchens@yahoo.com).Al heloul al Haditha |  | No alternative manufacturer for this custom fabricated item | Bk2 p384 | Twin Open Wall Shelf * | Twin Open Wall Shelf * | area+ref
Book 2 | Level 10-22 Typical - House Keeping Pantry | MAK 12 | 12 | 12 | yes | 1.00 | Custom Fabrication |  | Prisma SPA, Rhine Kitchen - UAE, Pilsa SA, Al Barq - Shaleej, Emainox - Filippo, Rabadh - EMAN, Ascobloc - Maik - steel - furniture, Sprint Qatar - Essam - qatar.com/, Wolf Qatar - Tony, Euro Trade Bahrain - Vassily, Masria Egypt, Ginox - UAE, Ramadi Kitchen Dubai or CCE, Quality Fabrication - UAE, Dolphin Kitchens .Al heloul al Haditha | Prisma SPA (+41 78677 6468), Rhine Kitchen - UAE (06 5326098), Pilsa SA (Pilsa.com), Al Barq - Shaleej +971547920080 http://www.albarqkitchen.com/ , Emainox - Filippo +971 56 653 3433 https://emainox.it/ , Rabadh - EMAN +966 53 871 1366 https://rabadh.com/ , Ascobloc - Maik +49 172 205 5539 https://www.ascobloc.de/en/download/stainless - steel - furniture , Sprint Qatar - Essam +974 5586 7619 https://www.sprint - qatar.com/ , Wolf Qatar - Tony +974 4444 2295, Euro Trade Bahrain - Vassily +97339911287 https://ecegroups.com/ , Masria Egypt (0020 202 - 4610 - 3325) , Ginox - UAE (07 2444567), Ramadi Kitchen Dubai (04 884 0555) or CCE (Commercial Catering Equipment Dubai) 050476 2200 info@ccedubai.com , Quality Fabrication - UAE (info@qualitygrp.net ), Dolphin Kitchens (dolphin.kitchens@yahoo.com).Al heloul al Haditha |  | No alternative manufacturer for this custom fabricated item | Bk2 p387 | Lockable Upright Cabinet * | Lockable Upright Cabinet * | area+ref
Book 2 | Level 22 - Club Beverage Dispense | OOR 1 | l | Lot | ? | 1.00 | Custom Fabrication | [5 empty] | Bk2 p390 | By MEP Contractor - Floor Grid or Floor Trap as per plan* | By Mep Contractor - Floor Grid Or Floor Trap As Per Plan* | area+ref | BOQ qty not numeric ('l')
Book 2 | Level 22 - Club Beverage Dispense | OOR 2 | 1 | 1 | yes | 1.00 | Custom Fabrication |  | Prisma SPA, Rhine Kitchen, Ginox RAK or Pilsa SA only | Prisma SPA ( www.prismaitalia.com ), Rhine Kitchen (www.rhine - ke.com), Ginox RAK ( www.ginox.ae ) or Pilsa SA ( www.pilsa.com ) only. |  | No alternative manufacturer for this custom fabricated item | Bk2 p391 | Inset Sink for Handwash * | Inset Sink For Handwash * | area+ref
Book 2 | Level 22 - Club Beverage Dispense | OOR 2A | 1 | 1 | yes | 1.00 | Equipment | Europlus E | Grohe | Grohe ( www.grohe.co.uk ). C.O.O. USA. | T&S, Klarco, Hansgrohe, Chicago Faucets, electronic faucets | T&S ( www.tsbrass.com ), Klarco (www.klarco.com),Hansgrohe ( www.hansgrohe.co.uk ), Chicago Faucets ( www.chicagofaucets.com ), electronic faucets( www.electronicfaucets.com ) | Bk2 p392 | Electronic Faucet with syphon/drain | Electronic Faucet With Syphon/Drain | area+ref
Book 2 | Level 22 - Club Beverage Dispense | OOR 2B | 1 | 1 | yes | 1.00 | Custom Fabrication | Custom | Custom | Custom. C.O.O. UAE |  | - | Bk2 p393 | Under Counter Pull Out Waste Bin * | Under Counter Pull Out Waste Bin * | area+ref
Book 2 | Level 22 - Club Beverage Dispense | OOR 3 | 1 | 1 | yes | 1.00 | Equipment | FG354060GRAY | Rubbermaid | Rubbermaid( www.rubbermaid.com ). C.O.O. U.S.A. | Cambro, Trolly and Bin | Cambro ( www.cambro.com ), Trolly and Bin ( www.trollyandbin.co.za ) | Bk2 p394 | SlimJim Bottle Mobile Waste Bin with Hinged Lid | Slimjim Bottle Mobile Waste Bin With Hinged Lid | area+ref
Book 2 | Level 22 - Club Beverage Dispense | OOR 4 | 1 | 1 | yes | 1.00 | Custom Fabrication |  | Prisma SPA, Rhine Kitchen, Ginox RAK or Pilsa SA only | Prisma SPA ( www.prismaitalia.com ), Rhine Kitchen (www.rhine - ke.com), Ginox RAK ( www.ginox.ae ) or Pilsa SA ( www.pilsa.com ) only. |  | No alternative manufacturer for this custom fabricated item | Bk2 p395 | Expresso Coffee Ground Recepticle * | Expresso Coffee Ground Recepticle * | area+ref
Book 2 | Level 22 - Club Beverage Dispense | OOR 5 | 1 | 1 | yes | 1.00 | Equipment |  | Faema | Faema ( www.faema.com ) | conti, Bravilor | conti ( www.conti - expresso.com ), Bravilor ( www.bravilor.com ) | Bk2 p396 | 2-Group Semi-Automatic Espresso Coffee Machine | 2 - Group Semi - Automatic Espresso Coffee Machine | area+ref
Book 2 | Level 22 - Club Beverage Dispense | OOR 5A | 1 | 1 | yes | 1.00 | Equipment | CLARIS system M | Everpure | Everpure (www.fendtech.ae/sales@fendtech.ae). C.O.O. USA | Culligan, So - Safe | Culligan( www.culligan.com ), So - Safe ( www.sosafe.com ) | Bk2 p397 | Filter system for espresso machines | Filter System For Espresso Machines | area+ref
Book 2 | Level 22 - Club Beverage Dispense | OOR 6 | 2 | 2 | yes | 1.00 | Equipment |  | Compak | Compak ( www.compak.es ) | WMF, Franke | WMF ( www.wmf - coffeemachines.com ), Franke ( www.franke.com ) | Bk2 p398 | Coffee Grinder | Coffee Grinder | area+ref
Book 2 | Level 22 - Club Beverage Dispense | OOR 7 | 1 | 1 | yes | 1.00 | Equipment | IM - 45CNE(SA) | Hoshizaki | Hoshizaki( www.hoshizaki.ae ). C.O.O. UK | Scotsman, Ice - O - Matic, Manitowoc | Scotsman( www.scotsman - ice.com ), Ice - O - Matic ( www.iceomatic.com ), Manitowoc( www.manitowocice.com ) | Bk2 p399 | Self Contained Ice Cuber 41 kg/day w/ 15kg Bin -Air Cooled | Self Contained Ice Cuber 41 Kg/Day W/ 15Kg Bin - Air Cooled | area+ref
Book 2 | Level 22 - Club Beverage Dispense | OOR 7A | 1 | 1 | yes | 1.00 | Equipment | Insurice Single - i2000² System | Everpure | Everpure (www.fendtech.ae/sales@fendtech.ae). C.O.O. USA | Culligan, So - Safe | Culligan( www.culligan.com ), So - Safe ( www.sosafe.com ) | Bk2 p400 | Filter System For Under Counter Ice Production Machines | Filter System For Under Counter Ice Production Machines | area+ref
Book 2 | Level 22 - Club Beverage Dispense | OOR 8 | 1 | 1 | yes | 1.00 | Equipment |  | Zip | Zip ( www.zipwater.com ) | Billi, No MoreBottles, 'Marco | Billi ( www.billi.com.au ), No MoreBottles ( www.nomorebottles.ae ), 'Marco ( www.marcobeveragesystems.com ) | Bk2 p401 | Boiled and Chilled Water Tap | Boiled And Chilled Water Tap | area+ref
Book 2 | Level 22 - Club Beverage Dispense | OOR 8A | 1 | 1 | yes | 1.00 | Equipment | QL3i - MH System | Everpure | Everpure (www.fendtech.ae/sales@fendtech.ae). C.O.O. USA | Culligan, So - Safe | Culligan( www.culligan.com ), So - Safe ( www.sosafe.com ) | Bk2 p402 | Filter System For Water Boiler | Filter System For Water Boiler | area+ref
Book 2 | Level 22 - Club Beverage Dispense | OOR 9 | 3 | 3 | yes | 1.00 | Equipment | [5 empty] | Bk2 p403 | Undercounter Bottle Display Unit 2 Glass Doors - S/S Finish 193L | Undercounter Bottle Display Unit 2 Glass Doors - S/S Finish 193L | area+ref | no main brand stated
Book 2 | Level 22 - Club Beverage Dispense | OOR 10 | 1 | 1 | yes | 1.00 | Equipment | Multifruit | Zumex | Zumex ( www.zumex.com ). C.O.O. France | AJC, Santos, Hamilton beach | AJC, Santos ( www.santos.fr ), Hamilton beach ( www.hamiltonbeach.com ) | Bk2 p404 | Automatic Multifruit Juicer | Automatic Multifruit Juicer | area+ref
Book 2 | Level 22 - Club Beverage Dispense | OOR 11 | 1 | 1 | yes | 1.00 | Equipment |  | Infrico | Infrico ( www.infrico.com ) | Williams, Destar | Williams ( www.williams - refrigeration.co.uk)(sales@williamsdubai.ae , GINOX ( www.ginoxgroup.com ), Destar ( www.destar - refrigeration.com ) | Bk2 p405 | Undercounter Bottle Display Unit 1 Glass Door - S/S Finish 124L | Undercounter Bottle Display Unit 1 Glass Door - S/S Finish 124L | area+ref
Book 2 | Level 22 - Club Beverage Dispense | OOR 12 | 2 | 2 | yes | 1.00 | Equipment |  | Infrico | Infrico ( www.infrico.com ) | Williams, Destar | Williams ( www.williams - refrigeration.co.uk)(sales@williamsdubai.ae , GINOX ( www.ginoxgroup.com ), Destar ( www.destar - refrigeration.com ) | Bk2 p406 | Undercounter Refrigerator 1 Solid Door - 150L | Undercounter Refrigerator 1 Solid Door - 150L | area+ref
Book 2 | Level 22 - Club Beverage Dispense | OOR 13 | 1 | 1 | yes | 1.00 | Custom Fabrication |  | Prisma SPA, Rhine Kitchen - UAE, Pilsa SA, Al Barq - Shaleej, Emainox - Filippo, Rabadh - EMAN, Ascobloc - Maik - steel - furniture, Sprint Qatar - Essam - qatar.com/, Wolf Qatar - Tony, Euro Trade Bahrain - Vassily, Masria Egypt, Ginox - UAE, Ramadi Kitchen Dubai or CCE, Quality Fabrication - UAE, Dolphin Kitchens .Al heloul al Haditha | Prisma SPA (+41 78677 6468), Rhine Kitchen - UAE (06 5326098), Pilsa SA (Pilsa.com), Al Barq - Shaleej +971547920080 http://www.albarqkitchen.com/ , Emainox - Filippo +971 56 653 3433 https://emainox.it/ , Rabadh - EMAN +966 53 871 1366 https://rabadh.com/ , Ascobloc - Maik +49 172 205 5539 https://www.ascobloc.de/en/download/stainless - steel - furniture , Sprint Qatar - Essam +974 5586 7619 https://www.sprint - qatar.com/ , Wolf Qatar - Tony +974 4444 2295, Euro Trade Bahrain - Vassily +97339911287 https://ecegroups.com/ , Masria Egypt (0020 202 - 4610 - 3325) , Ginox - UAE (07 2444567), Ramadi Kitchen Dubai (04 884 0555) or CCE (Commercial Catering Equipment Dubai) 050476 2200 info@ccedubai.com , Quality Fabrication - UAE (info@qualitygrp.net ), Dolphin Kitchens (dolphin.kitchens@yahoo.com).Al heloul al Haditha |  | No alternative manufacturer for this custom fabricated item | Bk2 p407 | Cocktail Unit Ice well adjacent to chopping area with waste chute and pull out bin, next to sink with blender station . * | Cocktail Unit Ice Well Adjacent To Chopping Area With Waste Chute And Pull Out Bin, Next To Sink With Blender Station . * | area+ref
Book 2 | Level 22 - Club Beverage Dispense | OOR 14 | 2 | 2 | yes | 1.00 | Equipment | Connoisseur 825 | Blendtec | Blendtec ( www.muddle - me.com/www.blendtec.com ). C.O.O. USA | Hamilton Beach, Vitamix | Hamilton Beach (www.commercial.hamiltonbeach.com),Vitamix ( www.vitamix.com ) | Bk2 p408 | Commercial Blender with Sound Enclosure - 2.1 Ltr/Jar | Commercial Blender With Sound Enclosure - 2.1 Ltr/Jar | area+ref
Book 2 | Level 22 - Club Beverage Dispense | OOR 15 | l | Lot | ? | 1.00 | Custom Fabrication | [5 empty] | Bk2 p409 | By I.D Contractor -Counter tops/support, facias, wall finishes and other features by ID for Front & Back Counters* | By I.D Contractor - Counter Tops/Support, Facias, Wall Finishes And Other Features By Id For Front & Back Counters* | area+ref | BOQ qty not numeric ('l')
Book 2 | Level 22 - Club Beverage Dispense | OOR 16 | 1 | 1 | yes | 1.00 | Equipment |  | Insectocutor | Insectocutor ( www.pelsis.com , hygieneproducts@tte.ae ) | Branderburg, Johnson Group | Branderburg ( www.b - one.com ), Johnson Group ( www.johnson - group.com.hk ) | Bk2 p410 | FOH Fly Killer - Uplighter - Glueboard 25m2 Coverage _To Suit Site | Foh Fly Killer - Uplighter - Glueboard 25M2 Coverage _To Suit Site | area+ref
Book 2 | Level 22 - Club Beverage Dispense | OOR 18 | 3 | 3 | yes | 1.00 | Custom Fabrication |  | Prisma SPA, Rhine Kitchen - UAE, Pilsa SA, Al Barq - Shaleej, Emainox - Filippo, Rabadh - EMAN, Ascobloc - Maik - steel - furniture, Sprint Qatar - Essam - qatar.com/, Wolf Qatar - Tony, Euro Trade Bahrain - Vassily, Masria Egypt, Ginox - UAE, Ramadi Kitchen Dubai or CCE, Quality Fabrication - UAE, Dolphin Kitchens .Al heloul al Haditha | Prisma SPA (+41 78677 6468), Rhine Kitchen - UAE (06 5326098), Pilsa SA (Pilsa.com), Al Barq - Shaleej +971547920080 http://www.albarqkitchen.com/ , Emainox - Filippo +971 56 653 3433 https://emainox.it/ , Rabadh - EMAN +966 53 871 1366 https://rabadh.com/ , Ascobloc - Maik +49 172 205 5539 https://www.ascobloc.de/en/download/stainless - steel - furniture , Sprint Qatar - Essam +974 5586 7619 https://www.sprint - qatar.com/ , Wolf Qatar - Tony +974 4444 2295, Euro Trade Bahrain - Vassily +97339911287 https://ecegroups.com/ , Masria Egypt (0020 202 - 4610 - 3325) , Ginox - UAE (07 2444567), Ramadi Kitchen Dubai (04 884 0555) or CCE (Commercial Catering Equipment Dubai) 050476 2200 info@ccedubai.com , Quality Fabrication - UAE (info@qualitygrp.net ), Dolphin Kitchens (dolphin.kitchens@yahoo.com).Al heloul al Haditha |  | No alternative manufacturer for this custom fabricated item | Bk2 p412 | Set of Slides for incorporation into a base unit * | Set Of Slides For Incorporation Into A Base Unit * | area+ref
Book 2 | Level 22 - Club Beverage Dispense | OOR 19 | 1 | 1 | yes | 1.00 | Equipment | Turkish Coffee Ash Pot | OKYAY | OKYAY ( www.okyayltd.com.tr ). C.O.O. Turkey |  | - | Bk2 p413 | Turkish Coffee Electric Sand Boiler | Turkish Coffee Electric Sand Boiler | area+ref
Book 2 | Level 22 - Club Beverage Dispense | OOR 20 | 1 | 1 | yes | 1.00 | Equipment | UC - S Excelence I | Winterhalter | Winterhalter( www.winterhalter.ae ). C.O.O. Germany | Meiko, Hobart Germany | Meiko ( www.meikome.com ), Hobart Germany | Bk2 p414 | Undercounter Glass Washer - 65 racks/h, 40x40 cm Rack Size w/ Built-in RO | Undercounter Glass Washer - 65 Racks/H, 40X40 Cm Rack Size W/ Built - In Ro | area+ref
Book 2 | Level 22 - Club Beverage Dispense | OOR 20a | 1 | 1 | yes | 1.00 | Equipment | KLEENWARE HTS - 11 SYSTEM | Everpure | Everpure (www.fendtech.ae/sales@fendtech.ae). C.O.O. USA | Culligan, So - Safe | Culligan( www.culligan.com ), So - Safe ( www.sosafe.com ) | Bk2 p415 | Filter System For Scale Prevention & Corrosion Control for Dishwasher /Glass washer | Filter System For Scale Prevention & Corrosion Control For Dishwasher /Glass Washer | area+ref
Book 2 | Level 22 - Club Beverage Dispense | OOR 21 | 1 | 1 | yes | 1.00 | Custom Fabrication | [5 empty] | Bk2 p416 | Inset Sink * | Inset Sink * | area+ref
Book 2 | Level 22 - Club Beverage Dispense | OOR 21A | 1 | 1 | yes | 1.00 | Equipment | [5 empty] | Bk2 p417 | FOH - Faucet and other Attachments - Sink Unit | Foh - Faucet And Other Attachments - Sink Unit | area+ref | no main brand stated
Book 2 | Level 22 - Club Beverage Dispense | OOR 22 | 1 | 1 | yes | 1.00 | Equipment |  | Infrico | Infrico ( www.infrico.com ) | Williams, Destar | Williams ( www.williams - refrigeration.co.uk)(sales@williamsdubai.ae , GINOX ( www.ginoxgroup.com ), Destar ( www.destar - refrigeration.com ) | Bk2 p418 | Undercounter Freezer 1 Solid Door - 150L | Undercounter Freezer 1 Solid Door - 150L | area+ref
Book 2 | Level 22 -Club Show Kitchen | OOS 2 | l | Lot | ? | 1.00 | Custom Fabrication | [5 empty] | Bk2 p421 | By MEP Contractor - Floor Grid or Floor Trap as per plan* | By Mep Contractor - Floor Grid Or Floor Trap As Per Plan* | area+ref | BOQ qty not numeric ('l')
Book 2 | Level 22 -Club Show Kitchen | OOS 3 | 1 | 1 | yes | 1.00 | Equipment |  | Insectocutor | Insectocutor ( www.pelsis.com , hygieneproducts@tte.ae ) | Branderburg, Johnson Group | Branderburg ( www.b - one.com ), Johnson Group ( www.johnson - group.com.hk ) | Bk2 p422 | FOH Fly Killer - Uplighter - Glueboard 25m2 Coverage _To Suit Site | Foh Fly Killer - Uplighter - Glueboard 25M2 Coverage _To Suit Site | area+ref
Book 2 | Level 22 -Club Show Kitchen | OOS 4 | 1 | 1 | yes | 1.00 | Custom Fabrication |  | Prisma SPA, Rhine Kitchen, Ginox RAK or Pilsa SA only | Prisma SPA ( www.prismaitalia.com ), Rhine Kitchen (www.rhine - ke.com), Ginox RAK ( www.ginox.ae ) or Pilsa SA ( www.pilsa.com ) only. |  | No alternative manufacturer for this custom fabricated item | Bk2 p423 | Inset Sink for Handwash * | Inset Sink For Handwash * | area+ref
Book 2 | Level 22 -Club Show Kitchen | OOS 4a | 1 | 1 | yes | 1.00 | Equipment | Europlus E | Grohe | Grohe ( www.grohe.co.uk ). C.O.O. USA. | T&S, Klarco, Hansgrohe, Chicago Faucets, electronic faucets | T&S ( www.tsbrass.com ), Klarco (www.klarco.com),Hansgrohe ( www.hansgrohe.co.uk ), Chicago Faucets ( www.chicagofaucets.com ), electronic faucets( www.electronicfaucets.com ) | Bk2 p424 | Electronic Faucet with syphon/drain | Electronic Faucet With Syphon/Drain | area+ref
Book 2 | Level 22 -Club Show Kitchen | OOS 4b | 1 | 1 | yes | 1.00 | Custom Fabrication |  | Prisma SPA, Rhine Kitchen - UAE, Pilsa SA, Al Barq - Shaleej, Emainox - Filippo, Rabadh - EMAN, Ascobloc - Maik - steel - furniture, Sprint Qatar - Essam - qatar.com/, Wolf Qatar - Tony, Euro Trade Bahrain - Vassily, Masria Egypt, Ginox - UAE, Ramadi Kitchen Dubai or CCE, Quality Fabrication - UAE, Dolphin Kitchens .Al heloul al Haditha | Prisma SPA (+41 78677 6468), Rhine Kitchen - UAE (06 5326098), Pilsa SA (Pilsa.com), Al Barq - Shaleej +971547920080 http://www.albarqkitchen.com/ , Emainox - Filippo +971 56 653 3433 https://emainox.it/ , Rabadh - EMAN +966 53 871 1366 https://rabadh.com/ , Ascobloc - Maik +49 172 205 5539 https://www.ascobloc.de/en/download/stainless - steel - furniture , Sprint Qatar - Essam +974 5586 7619 https://www.sprint - qatar.com/ , Wolf Qatar - Tony +974 4444 2295, Euro Trade Bahrain - Vassily +97339911287 https://ecegroups.com/ , Masria Egypt (0020 202 - 4610 - 3325) , Ginox - UAE (07 2444567), Ramadi Kitchen Dubai (04 884 0555) or CCE (Commercial Catering Equipment Dubai) 050476 2200 info@ccedubai.com , Quality Fabrication - UAE (info@qualitygrp.net ), Dolphin Kitchens (dolphin.kitchens@yahoo.com).Al heloul al Haditha |  | No alternative manufacturer for this custom fabricated item | Bk2 p425 | Under Counter Pull Out Waste Bin * | Under Counter Pull Out Waste Bin * | area+ref
Book 2 | Level 22 -Club Show Kitchen | OOS 5 | 1 | 1 | yes | 1.00 | Custom Fabrication |  | Custom | Custom | Dexion . Olis | Dexion ( www.dexion.it ). Olis( www.olis.it ). | Bk2 p426 | Inset Sink * | Inset Sink * | area+ref
Book 2 | Level 22 -Club Show Kitchen | OOS 5a | 1 | 1 | yes | 1.00 | Equipment | B - 1141 - 2 - V15 - CR | T&S Brass | T&S Brass ( www.tsbrass.com ). C.O.O. USA. | Klarco, Kraus | Klarco ( www.klarco.com ), Kraus( www.krausproducts.com ) | Bk2 p427 | FOH - Faucet and other Attachments - Sink Unit | Foh - Faucet And Other Attachments - Sink Unit | area+ref
Book 2 | Level 22 -Club Show Kitchen | OOS 6 | 1 | 1 | yes | 1.00 | Custom Fabrication |  | Prisma SPA, Rhine Kitchen - UAE, Pilsa SA, Al Barq - Shaleej, Emainox - Filippo, Rabadh - EMAN, Ascobloc - Maik - steel - furniture, Sprint Qatar - Essam - qatar.com/, Wolf Qatar - Tony, Euro Trade Bahrain - Vassily, Masria Egypt, Ginox - UAE, Ramadi Kitchen Dubai or CCE, Quality Fabrication - UAE, Dolphin Kitchens .Al heloul al Haditha | Prisma SPA (+41 78677 6468), Rhine Kitchen - UAE (06 5326098), Pilsa SA (Pilsa.com), Al Barq - Shaleej +971547920080 http://www.albarqkitchen.com/ , Emainox - Filippo +971 56 653 3433 https://emainox.it/ , Rabadh - EMAN +966 53 871 1366 https://rabadh.com/ , Ascobloc - Maik +49 172 205 5539 https://www.ascobloc.de/en/download/stainless - steel - furniture , Sprint Qatar - Essam +974 5586 7619 https://www.sprint - qatar.com/ , Wolf Qatar - Tony +974 4444 2295, Euro Trade Bahrain - Vassily +97339911287 https://ecegroups.com/ , Masria Egypt (0020 202 - 4610 - 3325) , Ginox - UAE (07 2444567), Ramadi Kitchen Dubai (04 884 0555) or CCE (Commercial Catering Equipment Dubai) 050476 2200 info@ccedubai.com , Quality Fabrication - UAE (info@qualitygrp.net ), Dolphin Kitchens (dolphin.kitchens@yahoo.com).Al heloul al Haditha |  | No alternative manufacturer for this custom fabricated item | Bk2 p428 | Custom Fabricated Hot Cupboard with Sliding Door * | Custom Fabricated Hot Cupboard With Sliding Door * | area+ref
Book 2 | Level 22 -Club Show Kitchen | OOS 7 | 2 | 2 | yes | 1.00 | Equipment | 0 | Hupfer | Hupfer ( www.hupfer.de ). C.O.O. Germany | B.Pro - Rieber | B.Pro( www.bpro - solutions.com ) - Rieber | Bk2 p429 | Stainless Steel Flour Bin | Stainless Steel Flour Bin | area+ref
Book 2 | Level 22 -Club Show Kitchen | OOS 8 | 2 | 2 | yes | 1.00 | Equipment |  | Infrico | Infrico ( www.infrico.com ) | Williams, Destar | Williams ( www.williams - refrigeration.co.uk)(sales@williamsdubai.ae , GINOX ( www.ginoxgroup.com ), Destar ( www.destar - refrigeration.com ) | Bk2 p430 | Refrigerated Preparation Table - 2 Sections with 4 Drawers GN1/2 | Refrigerated Preparation Table - 2 Sections With 4 Drawers Gn1/2 | area+ref
Book 2 | Level 22 -Club Show Kitchen | OOS 9 | 1 | 1 | yes | 1.00 | Equipment |  | Infrico | Infrico ( www.infrico.com ) | Williams, Destar | Williams ( www.williams - refrigeration.co.uk)(sales@williamsdubai.ae , GINOX ( www.ginoxgroup.com ), Destar ( www.destar - refrigeration.com ) | Bk2 p431 | Saladette Unit Cap. 3x1/3 Pans and 1x1/2 pans - Stainless Cover table mounted | Saladette Unit Cap. 3X1/3 Pans And 1X1/2 Pans - Stainless Cover Table Mounted | area+ref
Book 2 | Level 22 -Club Show Kitchen | OOS 10 | 2 | 2 | yes | 1.00 | Custom Fabrication |  | Prisma SPA, Rhine Kitchen - UAE, Pilsa SA, Al Barq - Shaleej, Emainox - Filippo, Rabadh - EMAN, Ascobloc - Maik - steel - furniture, Sprint Qatar - Essam - qatar.com/, Wolf Qatar - Tony, Euro Trade Bahrain - Vassily, Masria Egypt, Ginox - UAE, Ramadi Kitchen Dubai or CCE, Quality Fabrication - UAE, Dolphin Kitchens .Al heloul al Haditha | Prisma SPA (+41 78677 6468), Rhine Kitchen - UAE (06 5326098), Pilsa SA (Pilsa.com), Al Barq - Shaleej +971547920080 http://www.albarqkitchen.com/ , Emainox - Filippo +971 56 653 3433 https://emainox.it/ , Rabadh - EMAN +966 53 871 1366 https://rabadh.com/ , Ascobloc - Maik +49 172 205 5539 https://www.ascobloc.de/en/download/stainless - steel - furniture , Sprint Qatar - Essam +974 5586 7619 https://www.sprint - qatar.com/ , Wolf Qatar - Tony +974 4444 2295, Euro Trade Bahrain - Vassily +97339911287 https://ecegroups.com/ , Masria Egypt (0020 202 - 4610 - 3325) , Ginox - UAE (07 2444567), Ramadi Kitchen Dubai (04 884 0555) or CCE (Commercial Catering Equipment Dubai) 050476 2200 info@ccedubai.com , Quality Fabrication - UAE (info@qualitygrp.net ), Dolphin Kitchens (dolphin.kitchens@yahoo.com).Al heloul al Haditha |  | No alternative manufacturer for this custom fabricated item | Bk2 p432 | Inset Condiment well - 1/6 GN X 6 capacity* | Inset Condiment Well - 1/6 Gn X 6 Capacity* | area+ref
Book 2 | Level 22 -Club Show Kitchen | OOS 11 | 1 | 1 | yes | 1.00 | Equipment | 10018661 | MKN | MKN ( www.mkn.com ). C.O.O. Germany | Therma, Charvet, Ambach | Therma ( www.professional.electrolux.com ), Charvet (www.charvet.ae),Ambach ( www.ambach.com ) | Bk2 p433 | Gas Lava Stone Grill Argentina 2 | Gas Lava Stone Grill Argentina 2 | area+ref
Book 2 | Level 22 -Club Show Kitchen | OOS 12 | 4 | 4 | yes | 1.00 | Equipment |  | CookTek | CookTek ( www.cooktek.com ) | Spring, Falcon | Spring ( http://springusacom.siteprotect.net/ ), Falcon ( www.falconfoodservice.com ) | Bk2 p434 | Counter Top Single Induction Hob 3 kw | Counter Top Single Induction Hob 3 Kw | area+ref
Book 2 | Level 22 -Club Show Kitchen | OOS 13 | 3 | 3 | yes | 1.00 | Equipment |  | Andy Manhart AG | Andy Manhart AG | Livecookintable | Livecookintable ( www.livecookintable.com ) | Bk2 p435 | Built in Large Buffet Hot & Chill Plus | Built In Large Buffet Hot & Chill Plus | area+ref
Book 2 | Level 22 -Club Show Kitchen | OOS 14 | 3 | 3 | yes | 1.00 | Equipment |  | MKN | MKN ( www.mkn.com ) | Therma, Charvet, Ambach | Therma ( www.professional.electrolux.com ), Charvet (www.charvet.ae),Ambach ( www.ambach.com ) | Bk2 p436 | Spreader Unit | Spreader Unit | area+ref
Book 2 | Level 22 -Club Show Kitchen | OOS 15 | 1 | 1 | yes | 1.00 | Equipment |  | MKN | MKN ( www.mkn.com ) | Therma, Charvet, Ambach | Therma ( www.professional.electrolux.com ), Charvet (www.charvet.ae),Ambach ( www.ambach.com ) | Bk2 p437 | Gas Range with 4 Burners and Electric Oven 2/1 GN | Gas Range With 4 Burners And Electric Oven 2/1 Gn | area+ref
Book 2 | Level 22 -Club Show Kitchen | OOS 16 | 1 | 1 | yes | 1.00 | Equipment |  | Ginox | Ginox ( www.ginoxgroup.com ) | GIF, Halton, ETS Nord | GIF ( www.gif - web.com ), Halton (www.halton.com),ETS Nord ( www.etsnord.com ) | Bk2 p438 | PerformAir Self Cleaning Hood - Wall Type (1 Skin) w/ Pulsair Extract 3175. Conditioned 21-23° C dehumidified supply air 2699 linear diffuser set 1 mtr. from edge of hood. Balance air from other areas 476. All in c3/h. | Performair Self Cleaning Hood - Wall Type (1 Skin) W/ Pulsair Extract 3175. Conditioned 21 - 23° C Dehumidified Supply Air 2699 Linear Diffuser Set 1 Mtr. From Edge Of Hood. Balance Air From Other Areas 476. All In C3/H. | area+ref
Book 2 | Level 22 -Club Show Kitchen | OOS 17 | 1 | 1 | yes | 1.00 | Equipment |  | MKN | MKN ( www.mkn.com ) | Therma, Charvet, Ambach | Therma ( www.professional.electrolux.com ), Charvet (www.charvet.ae),Ambach ( www.ambach.com ) | Bk2 p440 | Gas Griddle Plate - Smooth | Gas Griddle Plate - Smooth | area+ref
Book 2 | Level 22 -Club Show Kitchen | OOS 18 | 5 | 5 | yes | 1.00 | Equipment | 9841/2.5 EU | Spring | Spring ( www.springusa.com ). C.O.O. US | Cooktek Inducs | Cooktek Inducs | Bk2 p441 | Built in Induction Unit | Built In Induction Unit | area+ref
Book 2 | Level 22 -Club Show Kitchen | OOS 20 | 2 | 2 | yes | 1.00 | Equipment |  | Beech Ovens | Beech ( www.beechovens.com.au ) Ovens | woodstone | woodstone ( www.woodstone - corp.com ) | Bk2 p443 | Rectangular Oven - Gas Fired _cladding to detail by ID | Rectangular Oven - Gas Fired _Cladding To Detail By Id | area+ref
Book 2 | Level 22 -Club Show Kitchen | OOS 20a | 2 | 2 | yes | 1.00 | Equipment | By Manufacturer of oven | By Manufacturer of oven. 0 | By Manufacturer of oven. C.O.O. 0 | 0 | 0 | Bk2 p444 | 20-25 cm Collar for venting Pizza Oven w/ Spark Arrestor | 20 - 25 Cm Collar For Venting Pizza Oven W/ Spark Arrestor | area+ref
Book 2 | Level 22 -Club Show Kitchen | OOS 20b | 2 | 2 | yes | 1.00 | Equipment | Avenger | Avenger System LLC / Falcon Fire & Safety Equip | Avenger System LLC / Falcon Fire & Safety Equip. ( www.falconfireme.com ) ; (sales@falconfireme.com ). C.O.O. U.S.A. | Ansul, Kidde | Ansul ( www.ansul.com ), Kidde ( https://kiddefenwal.com/ ) | Bk2 p445 | Fire Suppression/Fighting System | Fire Suppression/Fighting System | area+ref
Book 2 | Level 22 -Club Show Kitchen | OOS 22 | 1 | 1 | yes | 1.00 | Equipment |  | Infrico | Infrico ( www.infrico.com ) | Williams, Destar | Williams ( www.williams - refrigeration.co.uk)(sales@williamsdubai.ae , GINOX ( www.ginoxgroup.com ), Destar ( www.destar - refrigeration.com ) | Bk2 p447 | Undercounter Chef Base Refrigerator 2 drawers- GN 1/1 (to accept equipment on top) | Undercounter Chef Base Refrigerator 2 Drawers - Gn 1/1 (To Accept Equipment On Top) | area+ref
Book 2 | Level 22 -Club Buffet Station | OOT 2 | l | Lot | ? | 1.00 | Custom Fabrication | [5 empty] | Bk2 p452 | By MEP Contractor - Floor Grid or Floor Trap as per plan* | By Mep Contractor - Floor Grid Or Floor Trap As Per Plan* | area+ref | BOQ qty not numeric ('l')
Book 2 | Level 22 -Club Buffet Station | OOT 3 | 1 | 1 | yes | 1.00 | Custom Fabrication |  | Prisma SPA, Rhine Kitchen, Ginox RAK or Pilsa SA only | Prisma SPA ( www.prismaitalia.com ), Rhine Kitchen (www.rhine - ke.com), Ginox RAK ( www.ginox.ae ) or Pilsa SA ( www.pilsa.com ) only. |  | No alternative manufacturer for this custom fabricated item | Bk2 p453 | Inset Sink for Handwash * | Inset Sink For Handwash * | area+ref
Book 2 | Level 22 -Club Buffet Station | OOT 3a | 1 | 1 | yes | 1.00 | Equipment | Europlus E | Grohe | Grohe ( www.grohe.co.uk ). C.O.O. USA. | T&S, Klarco, Hansgrohe, Chicago Faucets, electronic faucets | T&S ( www.tsbrass.com ), Klarco (www.klarco.com),Hansgrohe ( www.hansgrohe.co.uk ), Chicago Faucets ( www.chicagofaucets.com ), electronic faucets( www.electronicfaucets.com ) | Bk2 p454 | Electronic Faucet with syphon/drain | Electronic Faucet With Syphon/Drain | area+ref
Book 2 | Level 22 -Club Buffet Station | OOT 3b | 1 | 1 | yes | 1.00 | Custom Fabrication |  | Prisma SPA, Rhine Kitchen - UAE, Pilsa SA, Al Barq - Shaleej, Emainox - Filippo, Rabadh - EMAN, Ascobloc - Maik - steel - furniture, Sprint Qatar - Essam - qatar.com/, Wolf Qatar - Tony, Euro Trade Bahrain - Vassily, Masria Egypt, Ginox - UAE, Ramadi Kitchen Dubai or CCE, Quality Fabrication - UAE, Dolphin Kitchens .Al heloul al Haditha | Prisma SPA (+41 78677 6468), Rhine Kitchen - UAE (06 5326098), Pilsa SA (Pilsa.com), Al Barq - Shaleej +971547920080 http://www.albarqkitchen.com/ , Emainox - Filippo +971 56 653 3433 https://emainox.it/ , Rabadh - EMAN +966 53 871 1366 https://rabadh.com/ , Ascobloc - Maik +49 172 205 5539 https://www.ascobloc.de/en/download/stainless - steel - furniture , Sprint Qatar - Essam +974 5586 7619 https://www.sprint - qatar.com/ , Wolf Qatar - Tony +974 4444 2295, Euro Trade Bahrain - Vassily +97339911287 https://ecegroups.com/ , Masria Egypt (0020 202 - 4610 - 3325) , Ginox - UAE (07 2444567), Ramadi Kitchen Dubai (04 884 0555) or CCE (Commercial Catering Equipment Dubai) 050476 2200 info@ccedubai.com , Quality Fabrication - UAE (info@qualitygrp.net ), Dolphin Kitchens (dolphin.kitchens@yahoo.com).Al heloul al Haditha |  | No alternative manufacturer for this custom fabricated item | Bk2 p455 | Under Counter Pull Out Waste Bin * | Under Counter Pull Out Waste Bin * | area+ref
Book 2 | Level 22 -Club Buffet Station | OOT 4 | 1 | 1 | yes | 1.00 | Custom Fabrication |  | Custom | Custom | Dexion . Olis | Dexion ( www.dexion.it ). Olis( www.olis.it ). | Bk2 p456 | Inset Sink * | Inset Sink * | area+ref
Book 2 | Level 22 -Club Buffet Station | OOT 4b | 1 | 1 | yes | 1.00 | Equipment | B - 1141 - 2 - V15 - CR | T&S Brass | T&S Brass ( www.tsbrass.com ). C.O.O. USA. | Klarco, Kraus | Klarco ( www.klarco.com ), Kraus( www.krausproducts.com ) | Bk2 p457 | FOH - Faucet and other Attachments - Sink Unit | Foh - Faucet And Other Attachments - Sink Unit | area+ref
Book 2 | Level 22 -Club Buffet Station | OOT 5 | 1 | 1 | yes | 1.00 | Equipment |  | Infrico | Infrico ( www.infrico.com ) | Williams, Destar | Williams ( www.williams - refrigeration.co.uk)(sales@williamsdubai.ae , GINOX ( www.ginoxgroup.com ), Destar ( www.destar - refrigeration.com ) | Bk2 p458 | Counter Refrigerator - 2 Doors GN 1/1 -305L Biscuit Top | Counter Refrigerator - 2 Doors Gn 1/1 - 305L Biscuit Top | area+ref
Book 2 | Level 22 -Club Buffet Station | OOT 6 | 1 | 1 | yes | 1.00 | Equipment |  | Infrico | Infrico ( www.infrico.com ) | Williams, Destar | Williams ( www.williams - refrigeration.co.uk)(sales@williamsdubai.ae , GINOX ( www.ginoxgroup.com ), Destar ( www.destar - refrigeration.com ) | Bk2 p459 | Refrigerated Preparation Table - 2 Sections with 4 Drawers GN1/2 | Refrigerated Preparation Table - 2 Sections With 4 Drawers Gn1/2 | area+ref
Book 2 | Level 22 -Club Buffet Station | OOT 7 | 3 | 3 | yes | 1.00 | Custom Fabrication |  | Prisma SPA, Rhine Kitchen - UAE, Pilsa SA, Al Barq - Shaleej, Emainox - Filippo, Rabadh - EMAN, Ascobloc - Maik - steel - furniture, Sprint Qatar - Essam - qatar.com/, Wolf Qatar - Tony, Euro Trade Bahrain - Vassily, Masria Egypt, Ginox - UAE, Ramadi Kitchen Dubai or CCE, Quality Fabrication - UAE, Dolphin Kitchens .Al heloul al Haditha | Prisma SPA (+41 78677 6468), Rhine Kitchen - UAE (06 5326098), Pilsa SA (Pilsa.com), Al Barq - Shaleej +971547920080 http://www.albarqkitchen.com/ , Emainox - Filippo +971 56 653 3433 https://emainox.it/ , Rabadh - EMAN +966 53 871 1366 https://rabadh.com/ , Ascobloc - Maik +49 172 205 5539 https://www.ascobloc.de/en/download/stainless - steel - furniture , Sprint Qatar - Essam +974 5586 7619 https://www.sprint - qatar.com/ , Wolf Qatar - Tony +974 4444 2295, Euro Trade Bahrain - Vassily +97339911287 https://ecegroups.com/ , Masria Egypt (0020 202 - 4610 - 3325) , Ginox - UAE (07 2444567), Ramadi Kitchen Dubai (04 884 0555) or CCE (Commercial Catering Equipment Dubai) 050476 2200 info@ccedubai.com , Quality Fabrication - UAE (info@qualitygrp.net ), Dolphin Kitchens (dolphin.kitchens@yahoo.com).Al heloul al Haditha |  | No alternative manufacturer for this custom fabricated item | Bk2 p460 | Recessed Stainless Pan - Forced Air Circulation * | Recessed Stainless Pan - Forced Air Circulation * | area+ref
Book 2 | Level 22 -Club Buffet Station | OOT 9 | 1 | 1 | yes | 1.00 | Equipment |  | Sammic | Sammic ( www.sammic.com ) | Hatco, Roundup | Hatco ( www.hatcocorp.com ), Roundup ( www.ajantunes.com/roundup ) | Bk2 p462 | Conveyor Toaster - 900 toasts/hr | Conveyor Toaster - 900 Toasts/Hr | area+ref
Book 2 | Level 22 -Club Buffet Station | OOT 10 | 1 | 1 | yes | 1.00 | Equipment |  | conti | conti ( www.conti - expresso.com ) | La Cimbali, 'Faema | La Cimbali ( www.cimbali.com ), 'Faema ( www.faema.com ) | Bk2 p463 | Fully Automatic Coffee Machine Steam & Cappuccino with Refrigeration unit and Cup Warmer | Fully Automatic Coffee Machine Steam & Cappuccino With Refrigeration Unit And Cup Warmer | area+ref
Book 2 | Level 22 -Club Buffet Station | OOT 10a | 1 | 1 | yes | 1.00 | Equipment | CLARIS system M | Everpure | Everpure (www.fendtech.ae/sales@fendtech.ae). C.O.O. USA | Culligan, So - Safe | Culligan( www.culligan.com ), So - Safe ( www.sosafe.com ) | Bk2 p464 | Filter system for espresso machines | Filter System For Espresso Machines | area+ref
Book 2 | Level 22 -Club Buffet Station | OOT 11 | 1 | 1 | yes | 1.00 | Equipment |  | Zip | Zip ( www.zipwater.com ) | Billi, No MoreBottles, 'Marco | Billi ( www.billi.com.au ), No MoreBottles ( www.nomorebottles.ae ), 'Marco ( www.marcobeveragesystems.com ) | Bk2 p465 | Boiled and Chilled Water Tap | Boiled And Chilled Water Tap | area+ref
Book 2 | Level 22 -Club Buffet Station | OOT 11a | 1 | 1 | yes | 1.00 | Equipment | QL3i - MH System | Everpure | Everpure (www.fendtech.ae/sales@fendtech.ae). C.O.O. USA | Culligan, So - Safe | Culligan( www.culligan.com ), So - Safe ( www.sosafe.com ) | Bk2 p466 | Filter System For Water Boiler | Filter System For Water Boiler | area+ref
Book 2 | Level 22 -Club Buffet Station | OOT 12 | 2 | 2 | yes | 1.00 | Equipment | 2375 - 6/6H + 9503 | Spring | Spring ( www.springusa.com ). C.O.O. Swiss | Andy Mannhart, hatco, Vollrath | Andy Mannhart ( www.andymannhart.com ), hatco ( www.hatcocorp.com ), Vollrath( www.vollrathco.com ) | Bk2 p467 | Countertop Soup Warmer with Heating Element | Countertop Soup Warmer With Heating Element | area+ref
Book 2 | Level 22 -Club Buffet Station | OOT 14 | 2 | 2 | yes | 1.00 | Custom Fabrication |  | Prisma SPA, Rhine Kitchen, Ginox RAK or Pilsa SA only | Prisma SPA ( www.prismaitalia.com ), Rhine Kitchen (www.rhine - ke.com), Ginox RAK ( www.ginox.ae ) or Pilsa SA ( www.pilsa.com ) only. |  | No alternative manufacturer for this custom fabricated item | Bk2 p469 | Cooling coils - Frost Top * | Cooling Coils - Frost Top * | area+ref
Book 2 | Level 22 -Club Buffet Station | OOT 15 | 3 | 3 | yes | 1.00 | Equipment | [5 empty] | Bk2 p470 | Undercounter Bottle Display Unit 2 Glass Doors - S/S Finish 193L | Undercounter Bottle Display Unit 2 Glass Doors - S/S Finish 193L | area+ref | no main brand stated
Book 2 | Level 22-Storages | QWA 1 | 1 | 1 | yes | 1.00 | Equipment | [5 empty] | Bk2 p472 | Floor Channel with Odor Trap & Grating - 350mm _As Per Plan | Floor Channel With Odor Trap & Grating - 350Mm _As Per Plan | area+ref | no main brand stated
Book 2 | Level 22-Storages | QWA 2 | 1 | 1 | yes | 1.00 | Equipment |  | Insectocutor | Insectocutor ( www.pelsis.com , hygieneproducts@tte.ae ) | Branderburg, Johnson Group | Branderburg ( www.b - one.com ), Johnson Group ( www.johnson - group.com.hk ) | Bk2 p473 | Fly Killer - Ss Cover- Glueboard _To Suit Site | Fly Killer - Ss Cover - Glueboard _To Suit Site | area+ref
Book 2 | Level 22-Storages | QWA 3 | 11 | 11 | yes | 1.00 | Equipment | [5 empty] | Bk2 p474 | Anodized Aluminium Slatted 4 Tier Rack | Anodized Aluminium Slatted 4 Tier Rack | area+ref | no main brand stated
Book 2 | Level 22-Storages | QWA 4 | 1 | 1 | yes | 1.00 | Equipment | [5 empty] | Bk2 p475 | Cold Room Water Chilled _For Chiller 6 Sq Mtr | Cold Room Water Chilled _For Chiller 6 Sq Mtr | area+ref | no main brand stated
Book 2 | Level 22-Storages | QWA 4a | 3 | 3 | yes | 1.00 | Equipment | [5 empty] | Bk2 p476 | Environmental Standard( Low Power - Extended Food Life) - Mineral Absorber for Cold /Freezer Rooms | Environmental Standard( Low Power - Extended Food Life) - Mineral Absorber For Cold /Freezer Rooms | area+ref | no main brand stated
Book 2 | Level 22-Storages | QWA 5 | 1 | 1 | yes | 1.00 | Equipment | [5 empty] | Bk2 p477 | Freezer Room Water Chilled _For Freezer 4.5 Sq Mtr | Freezer Room Water Chilled _For Freezer 4.5 Sq Mtr | area+ref | no main brand stated
Book 2 | Level 22-Storages | QWA 5a | 2 | 2 | yes | 1.00 | Equipment | [5 empty] | Bk2 p478 | Environmental Standard( Low Power - Extended Food Life) - Mineral Absorber for Cold /Freezer Rooms | Environmental Standard( Low Power - Extended Food Life) - Mineral Absorber For Cold /Freezer Rooms | area+ref | no main brand stated
Book 2 | Level 22-Storages | QWA 6 | 1 | 1 | yes | 1.00 | Custom Fabrication | [5 empty] | Bk2 p479 | Lockable Upright Cabinet _Double Door* | Lockable Upright Cabinet _Double Door* | area+ref
Book 2 | Level 22-Storages | QWA 7 | 1 | 1 | yes | 1.00 | Equipment | [5 empty] | Bk2 p480 | Mop Sink Storage Cabinet | Mop Sink Storage Cabinet | area+ref | no main brand stated
Book 2 | Level 22-Pantry | QWB 1 | 1 | 1 | yes | 1.00 | Equipment | [5 empty] | Bk2 p483 | Floor Channel with Odor Trap & Grating - 350mm _As Per Plan | Floor Channel With Odor Trap & Grating - 350Mm _As Per Plan | area+ref | no main brand stated
Book 2 | Level 22-Pantry | QWB 1a | 5 | 5 | yes | 1.00 | Equipment | [5 empty] | Bk2 p484 | Floor Channel with Odor Trap & Grating - 450mmx350mm _As Per Plan | Floor Channel With Odor Trap & Grating - 450Mmx350Mm _As Per Plan | area+ref | no main brand stated
Book 2 | Level 22-Pantry | QWB 2 | 1 | 1 | yes | 1.00 | Equipment | [5 empty] | Bk2 p485 | Cantilevered wash hand basin - knee control | Cantilevered Wash Hand Basin - Knee Control | area+ref | no main brand stated
Book 2 | Level 22-Pantry | QWB 3 | 2 | 2 | yes | 1.00 | Equipment |  | Insectocutor | Insectocutor ( www.pelsis.com , hygieneproducts@tte.ae ) | Branderburg, Johnson Group | Branderburg ( www.b - one.com ), Johnson Group ( www.johnson - group.com.hk ) | Bk2 p486 | Fly Killer - Ss Cover- Glueboard 1 | Fly Killer - Ss Cover - Glueboard 1 | area+ref
Book 2 | Level 22-Pantry | QWB 4 | 1 | 1 | yes | 1.00 | Custom Fabrication | [5 empty] | Bk2 p487 | Table - Wall Type with single bowl sink, undershelf and drawer nest. 2mm top * | Table - Wall Type With Single Bowl Sink, Undershelf And Drawer Nest. 2Mm Top * | area+ref
Book 2 | Level 22-Pantry | QWB 4a | 1 | 1 | yes | 1.00 | Equipment | [5 empty] | Bk2 p488 | Faucet and other Attachments - Sink Unit | Faucet And Other Attachments - Sink Unit | area+ref | no main brand stated
Book 2 | Level 22-Pantry | QWB 5 | 2 | 2 | yes | 1.00 | Custom Fabrication | [5 empty] | Bk2 p489 | Twin Open Wall Shelf * | Twin Open Wall Shelf * | area+ref
Book 2 | Level 22-Pantry | QWB 6 | 1 | 1 | yes | 1.00 | Equipment | [5 empty] | Bk2 p490 | Saladette Unit Cap. 3x1/3 Pans and 1x1/2 pans - Stainless Cover _On Shelf | Saladette Unit Cap. 3X1/3 Pans And 1X1/2 Pans - Stainless Cover _On Shelf | area+ref | no main brand stated
Book 2 | Level 22-Pantry | QWB 7 | 4 | 4 | yes | 1.00 | Equipment | [5 empty] | Bk2 p491 | Refrigerated Preparation Table - 2 Sections with 4 Drawers GN1/2 | Refrigerated Preparation Table - 2 Sections With 4 Drawers Gn1/2 | area+ref | no main brand stated
Book 2 | Level 22-Pantry | QWB 8 | 1 | 1 | yes | 1.00 | Equipment | [5 empty] | Bk2 p492 | Double Panini Contact Grill | Double Panini Contact Grill | area+ref | no main brand stated
Book 2 | Level 22-Pantry | QWB 10 | 2 | 2 | yes | 1.00 | Custom Fabrication | [5 empty] | Bk2 p494 | Twin Open Wall Shelf * | Twin Open Wall Shelf * | area+ref
Book 2 | Level 22-Pantry | QWB 11 | 1 | 1 | yes | 1.00 | Custom Fabrication | [5 empty] | Bk2 p495 | Custom Fabricated Hot Cupboard with Sliding Door * | Custom Fabricated Hot Cupboard With Sliding Door * | area+ref
Book 2 | Level 22-Pantry | QWB 12 | 2 | 2 | yes | 1.00 | Custom Fabrication | [5 empty] | Bk2 p496 | Overhead Shelf _Table Mounted* | Overhead Shelf _Table Mounted* | area+ref
Book 2 | Level 22-Pantry | QWB 13 | 1 | 1 | yes | 1.00 | Equipment | [5 empty] | Bk2 p497 | Microwave Oven - 34 ltrs | Microwave Oven - 34 Ltrs | area+ref | no main brand stated
Book 2 | Level 22-Pantry | QWB 14 | 2 | 2 | yes | 1.00 | Custom Fabrication | [5 empty] | Bk2 p498 | Twin Open Wall Shelf * | Twin Open Wall Shelf * | area+ref
Book 2 | Level 22-Pantry | QWB 15 | 1 | 1 | yes | 1.00 | Equipment | 2620 | Rubbermaid | Rubbermaid( www.rubbermaid.com ). C.O.O. U.S.A. | Cambro, Trolly and Bin | Cambro ( www.cambro.com ), Trolly and Bin ( www.trollyandbin.co.za ) | Bk2 p499 | Mobile Waste Bin - Brute _undercounter | Mobile Waste Bin - Brute _Undercounter | area+ref
Book 2 | Level 22-Pantry | QWB 16 | 1 | 1 | yes | 1.00 | Custom Fabrication | [5 empty] | Bk2 p500 | Table - Wall Type with single bowl sink and undershelf 2mm top * | Table - Wall Type With Single Bowl Sink And Undershelf 2Mm Top * | area+ref
Book 2 | Level 22-Pantry | QWB 16a | 1 | 1 | yes | 1.00 | Equipment | [5 empty] | Bk2 p501 | Faucet and other Attachments - Sink Unit | Faucet And Other Attachments - Sink Unit | area+ref | no main brand stated
Book 2 | Level 22-Pantry | QWB 17 | 1 | 1 | yes | 1.00 | Equipment | [5 empty] | Bk2 p502 | Combi-Oven 11 x 1/1GN Electric _Stacking Unit | Combi - Oven 11 X 1/1Gn Electric _Stacking Unit | area+ref | no main brand stated
Book 2 | Level 22-Pantry | QWB 17a | 2 | 2 | yes | 1.00 | Equipment | [5 empty] | Bk2 p503 | Filter System For Combi Steamers & Countertop steamers | Filter System For Combi Steamers & Countertop Steamers | area+ref | no main brand stated
Book 2 | Level 22-Pantry | QWB 18 | 1 | 1 | yes | 1.00 | Equipment | [5 empty] | Bk2 p504 | Combi-Oven 7 x 1/1GN Electric | Combi - Oven 7 X 1/1Gn Electric | area+ref | no main brand stated
Book 2 | Level 22-Pantry | QWB 19 | 1 | 1 | yes | 1.00 | Equipment | [5 empty] | Bk2 p505 | Ventless Hood | Ventless Hood | area+ref | no main brand stated
Book 2 | Level 22-Pantry | QWB 20 | 2 | 2 | yes | 1.00 | Custom Fabrication | [5 empty] | Bk2 p506 | Overhead Shelf _Table Mounted* | Overhead Shelf _Table Mounted* | area+ref
Book 2 | Level 22-Pantry | QWB 21 | 1 | 1 | yes | 1.00 | Custom Fabrication | [5 empty] | Bk2 p507 | Table - Centre Type with undershelf and integral angle ledge unit plus drawer nest. 2mm top * | Table - Centre Type With Undershelf And Integral Angle Ledge Unit Plus Drawer Nest. 2Mm Top * | area+ref
Book 2 | Level 22-Pantry | QWB 22 | 1 | 1 | yes | 1.00 | Equipment | [5 empty] | Bk2 p508 | Undercounter Refrigerator 1 Solid Door - 150L | Undercounter Refrigerator 1 Solid Door - 150L | area+ref | no main brand stated
Book 2 | Level 22-Pantry | QWB 23 | 1 | 1 | yes | 1.00 | Custom Fabrication | [5 empty] | Bk2 p509 | Table - Centre Type with undershelf 2mm top * | Table - Centre Type With Undershelf 2Mm Top * | area+ref
Book 2 | Level 22-Pantry | QWB 24 | 1 | 1 | yes | 1.00 | Equipment | [5 empty] | Bk2 p510 | Mobile Waste Bin Slim Jim Step-On (Beige color) | Mobile Waste Bin Slim Jim Step - On (Beige Color) | area+ref | no main brand stated
Book 2 | Level 22-Pantry | QWB 25 | 2 | 2 | yes | 1.00 | Equipment | [5 empty] | Bk2 p511 | Mobile Hot Holding Trolley Single Door - 14 GN1/1 _Some not Shown | Mobile Hot Holding Trolley Single Door - 14 Gn1/1 _Some Not Shown | area+ref | no main brand stated
Book 2 | Level 22-Pantry | QWB 26 | 1 | 1 | yes | 1.00 | Equipment | [5 empty] | Bk2 p512 | Upright Refrigerator - 1 Door GN 2/1 - 600 lt | Upright Refrigerator - 1 Door Gn 2/1 - 600 Lt | area+ref | no main brand stated
Book 2 | Level 22-Pantry | QWB 27 | 1 | 1 | yes | 1.00 | Equipment | [5 empty] | Bk2 p513 | Upright Ice Cuber 245kg/day w/ 299kg Bin - Air Cooled (Stackable) | Upright Ice Cuber 245Kg/Day W/ 299Kg Bin - Air Cooled (Stackable) | area+ref | no main brand stated
Book 2 | Level 22-Pantry | QWB 27a | 1 | 1 | yes | 1.00 | Equipment | [5 empty] | Bk2 p514 | Filter System For Under Counter Ice Production Machines | Filter System For Under Counter Ice Production Machines | area+ref | no main brand stated
Book 2 | Level 22-Pantry | QWB 28 | 1 | 1 | yes | 1.00 | Custom Fabrication | [5 empty] | Bk2 p515 | Table - Wall Type with single bowl sink and undershelf 2mm top _With Cuprack Storage* | Table - Wall Type With Single Bowl Sink And Undershelf 2Mm Top _With Cuprack Storage* | area+ref
Book 2 | Level 22-Pantry | QWB 28a | 1 | 1 | yes | 1.00 | Equipment | [5 empty] | Bk2 p516 | Faucet and other Attachments - Sink Unit | Faucet And Other Attachments - Sink Unit | area+ref | no main brand stated
Book 2 | Level 22-Pantry | QWB 29 | 1 | 1 | yes | 1.00 | Equipment | [5 empty] | Bk2 p517 | Instantaneous Heated Water Boiler - 30Lt. | Instantaneous Heated Water Boiler - 30Lt. | area+ref | no main brand stated
Book 2 | Level 22-Pantry | QWB 31 | 1 | 1 | yes | 1.00 | Equipment | [5 empty] | Bk2 p519 | Fully Automatic Bean to Cup Coffee Machine - 350cups/hr. | Fully Automatic Bean To Cup Coffee Machine - 350Cups/Hr. | area+ref | no main brand stated
Book 2 | Level 22-Pantry | QWB 31A | 1 | 1 | yes | 1.00 | Equipment | [5 empty] | Bk2 p520 | Filter system for espresso machines | Filter System For Espresso Machines | area+ref | no main brand stated
Book 2 | Level 22-Pantry | QWB 32 | 1 | 1 | yes | 1.00 | Equipment | [5 empty] | Bk2 p521 | Automatic Multifruit Juicer | Automatic Multifruit Juicer | area+ref | no main brand stated
Book 2 | Level 22-Pantry | QWB 33 | 1 | 1 | yes | 1.00 | Equipment | [5 empty] | Bk2 p522 | Undercounter Bottle Display Unit 2 Glass Doors - S/S Finish 193L | Undercounter Bottle Display Unit 2 Glass Doors - S/S Finish 193L | area+ref | no main brand stated
Book 2 | Level 22-Pantry | QWB 34 | 1 | 1 | yes | 1.00 | Equipment | [5 empty] | Bk2 p523 | Commercial Blender with Sound Enclosure - 2.1 Ltr/Jar | Commercial Blender With Sound Enclosure - 2.1 Ltr/Jar | area+ref | no main brand stated
Book 2 | Level 22-Pantry | QWB 35 | 1 | 1 | yes | 1.00 | Equipment | [5 empty] | Bk2 p524 | Automatic Citrus Juicer with Lever | Automatic Citrus Juicer With Lever | area+ref | no main brand stated
Book 2 | Level 22-Pantry | QWB 36 | 0 | 0 | yes | 1.00 | Equipment | [5 empty] | Bk2 p525 | Undercounter Freezer 1 Solid Door - 150L | Undercounter Freezer 1 Solid Door - 150L | area+ref | no main brand stated
Book 2 | Level 22-Washing Area | QWC 1 | 2 | 2 | yes | 1.00 | Equipment | [5 empty] | Bk2 p527 | Floor Channel with Odor Trap & Grating - 350mm _As Per Plan | Floor Channel With Odor Trap & Grating - 350Mm _As Per Plan | area+ref | no main brand stated
Book 2 | Level 22-Washing Area | QWC 1A | 2 | 2 | yes | 1.00 | Equipment | [5 empty] | Bk2 p528 | Floor Channel with Odor Trap & Grating - 1050mm _As Per Plan | Floor Channel With Odor Trap & Grating - 1050Mm _As Per Plan | area+ref | no main brand stated
Book 2 | Level 22-Washing Area | QWC 2 | 2 | 2 | yes | 1.00 | Equipment | [5 empty] | Bk2 p529 | Cantilevered wash hand basin - knee control | Cantilevered Wash Hand Basin - Knee Control | area+ref | no main brand stated
Book 2 | Level 22-Washing Area | QWC 3 | 1 | 1 | yes | 1.00 | Equipment |  | IMC | IMC ( www.imco.co.uk ) | Randell, T&S Brass | Randell ( www.randell.com ), T&S Brass ( www.tsbrass.com ) | Bk2 p530 | Wall Mounted Hose Unit | Wall Mounted Hose Unit | area+ref
Book 2 | Level 22-Washing Area | QWC 4 | 2 | 2 | yes | 1.00 | Equipment | [5 empty] | Bk2 p531 | Mobile Waste Bin Slim Jim Step-On (Beige color) | Mobile Waste Bin Slim Jim Step - On (Beige Color) | area+ref | no main brand stated
Book 2 | Level 22-Washing Area | QWC 5 | 1 | 1 | yes | 1.00 | Custom Fabrication | [5 empty] | Bk2 p532 | Triple bowl sink, twin drainer - 80 cm deep * | Triple Bowl Sink, Twin Drainer - 80 Cm Deep * | area+ref
Book 2 | Level 22-Washing Area | QWC 5a | 1 | 1 | yes | 1.00 | Equipment | [5 empty] | Bk2 p533 | Faucet and other Attachments -Faucet plus Spray Faucet | Faucet And Other Attachments - Faucet Plus Spray Faucet | area+ref | no main brand stated
Book 2 | Level 22-Washing Area | QWC 6 | 2 | 2 | yes | 1.00 | Custom Fabrication | [5 empty] | Bk2 p534 | Custom Overhead Pot Rack * | Custom Overhead Pot Rack * | area+ref
Book 2 | Level 22-Washing Area | QWC 7 | 1 | 1 | yes | 1.00 | Equipment | [5 empty] | Bk2 p535 | Mechanised Pot Scrubber | Mechanised Pot Scrubber | area+ref | no main brand stated
Book 2 | Level 22-Washing Area | QWC 8 | 4 | 4 | yes | 1.00 | Equipment | [5 empty] | Bk2 p536 | Anodized Aluminium Slatted 4 Tier Rack | Anodized Aluminium Slatted 4 Tier Rack | area+ref | no main brand stated
Book 2 | Level 22-Washing Area | QWC 9 | 1 | 1 | yes | 1.00 | Custom Fabrication | [5 empty] | Bk2 p537 | Overhead Wash Rack Holder * | Overhead Wash Rack Holder * | area+ref
Book 2 | Level 22-Washing Area | QWC 10 | 1 | 1 | yes | 1.00 | Custom Fabrication | [5 empty] | Bk2 p538 | Outlet Table _With Cuprack Storage* | Outlet Table _With Cuprack Storage* | area+ref
Book 2 | Level 22-Washing Area | QWC 11 | 1 | 1 | yes | 1.00 | Equipment | [5 empty] | Bk2 p539 | Undercounter Dish/Glass/Tray/Cutlery Washer - 65 racks/h, 50x50 cm Rack Size | Undercounter Dish/Glass/Tray/Cutlery Washer - 65 Racks/H, 50X50 Cm Rack Size | area+ref | no main brand stated
Book 2 | Level 22-Washing Area | QWC 11A | 1 | 1 | yes | 1.00 | Equipment | [5 empty] | Bk2 p540 | Filter System For Scale Prevention & Corrosion Control for Dishwasher /Glass washer | Filter System For Scale Prevention & Corrosion Control For Dishwasher /Glass Washer | area+ref | no main brand stated
Book 2 | Level 22-Washing Area | QWC 12 | 1 | 1 | yes | 1.00 | Equipment |  | Winterhalter | Winterhalter( www.winterhalter.ae ) | Meiko, Hobart Germany | Meiko ( www.meikome.com ), Hobart Germany | Bk2 p541 | Double Basket Pass Through Dish Washer - up to 144 racks/h, 50x50 cm Rack Size | Double Basket Pass Through Dish Washer - Up To 144 Racks/H, 50X50 Cm Rack Size | area+ref
Book 2 | Level 22-Washing Area | QWC 12A | 1 | 1 | yes | 1.00 | Equipment | Riva8 | Pentair | Pentair ( www.foodservice.pentair.com/www.fendtech.ae ). C.O.O. EU | Culligan, So - Safe | Culligan( www.culligan.com ), So - Safe ( www.sosafe.com ) | Bk2 p542 | Filter/Softening System For Single Rack Dishwasher | Filter/Softening System For Single Rack Dishwasher | area+ref
Book 2 | Level 22-Washing Area | QWC 13 | 1 | 1 | yes | 1.00 | Custom Fabrication |  | Custom | Custom | 0 | 0 | Bk2 p543 | Vapour Hood - 1500 cu mtrs per hour exhaust * | Vapour Hood - 1500 Cu Mtrs Per Hour Exhaust * | area+ref
Book 2 | Level 22-Washing Area | QWC 14 | 1 | 1 | yes | 1.00 | Custom Fabrication | [5 empty] | Bk2 p544 | Stainless Steel Inlet Sink Table * | Stainless Steel Inlet Sink Table * | area+ref
Book 2 | Level 22-Washing Area | QWC 14A | 1 | 1 | yes | 1.00 | Equipment | [5 empty] | Bk2 p545 | Faucet and other Attachments -Spray Faucet | Faucet And Other Attachments - Spray Faucet | area+ref | no main brand stated
Book 2 | Level 22-Washing Area | QWC 15 | 1 | 1 | yes | 1.00 | Custom Fabrication | [5 empty] | Bk2 p546 | Stainless Steel Sorting Table * | Stainless Steel Sorting Table * | area+ref
Book 2 | Level 22-Washing Area | QWC 16 | 1 | 1 | yes | 1.00 | Custom Fabrication | [5 empty] | Bk2 p547 | Shelf over Hatch Opening and Hatch Cladding to sides and top. * | Shelf Over Hatch Opening And Hatch Cladding To Sides And Top. * | area+ref
Book 2 | Level 22-Washing Area | QWC 17 | 1 | 1 | yes | 1.00 | Equipment | [5 empty] | Bk2 p548 | Plasma Ionisation Smell Reduction Unit | Plasma Ionisation Smell Reduction Unit | area+ref | no main brand stated
Book 2 | Level 22-Washing Area | QWC 18 | 1 | 1 | yes | 1.00 | Equipment | [5 empty] | Bk2 p549 | Waste Chiller for 1 number 240 ltr containers | Waste Chiller For 1 Number 240 Ltr Containers | area+ref | no main brand stated
Book 2 | Level 22-Washing Area | QWC 19 | 2 | 2 | yes | 1.00 | Equipment | [5 empty] | Bk2 p550 | Fly Killer - Ss Cover- Glueboard | Fly Killer - Ss Cover - Glueboard | area+ref | no main brand stated
Book 2 | Level 24 - Speciality Restaurant-Steak House | SRS 1 | 2 | 2 | yes | 1.00 | Equipment |  | Insectocutor | Insectocutor ( www.pelsis.com , hygieneproducts@tte.ae ) | Branderburg, Johnson Group | Branderburg ( www.b - one.com ), Johnson Group ( www.johnson - group.com.hk ) | Bk2 p553 | Fly Killer - 100m2 Room Coverage _To Suit Site | Fly Killer - 100M2 Room Coverage _To Suit Site | area+ref
Book 2 | Level 24 - Speciality Restaurant-Steak House | SRS 2 | 2 | 2 | yes | 1.00 | Equipment | 806 382 | Tournus | Tournus ( www.tournus.com ). C.O.O. France | DSS, Sofinor, Eagle Group, Mechline | DSS (dss - products.com), Sofinor ( www.sofinor.com ), Eagle Group ( www.eaglegrp.com ), Mechline ( www.mechline.com ) | Bk2 p554 | Cantilevered wash hand basin - knee control | Cantilevered Wash Hand Basin - Knee Control | area+ref
Book 2 | Level 24 - Speciality Restaurant-Steak House | SRS 3 | 1 | 1 | yes | 1.00 | Equipment | DSC - 300S - 150D/OT & DSG - 300S | DSS | DSS (dannyk88@singnet.com.sg/DSS168@hotmail.com). C.O.O. China | Aco System | Aco System ( www.aco.ae ) | Bk2 p555 | Floor Channel with Odor Trap & Grating - 350mm as per plan | Floor Channel With Odor Trap & Grating - 350Mm As Per Plan | area+ref
Book 2 | Level 24 - Speciality Restaurant-Steak House | SRS 3a | 3 | 3 | yes | 1.00 | Equipment | Custom | DSS | DSS (dannyk88@singnet.com.sg/DSS168@hotmail.com). C.O.O. China | Aco System | Aco System ( www.aco.ae ) | Bk2 p556 | Floor Channel with Odor Trap & Grating - 450mmx350mm as per plan | Floor Channel With Odor Trap & Grating - 450Mmx350Mm As Per Plan | area+ref
Book 2 | Level 24 - Speciality Restaurant-Steak House | SRS 4 | 1 | 1 | yes | 1.00 | Equipment | Maxx Pro EasyTouch C4 eT 10.10 ES | Convotherm | Convotherm ( www.convotherm.com ). C.O.O. Germany | Rational, Unox, Eloma, 'MKN | Rational ( www.rational - online.com ), Unox ( www.unox.com ), Eloma ( www.eloma.com ), 'MKN ( www.mkn.com ) | Bk2 p557 | Combi-Oven 11 x 1/1GN Electric _With base | Combi - Oven 11 X 1/1Gn Electric _With Base | area+ref
Book 2 | Level 24 - Speciality Restaurant-Steak House | SRS 4a | 1 | 1 | yes | 1.00 | Equipment | Kleensteam CT | Everpure | Everpure (www.fendtech.ae/sales@fendtech.ae). C.O.O. USA | Culligan, So - Safe | Culligan( www.culligan.com ), So - Safe ( www.sosafe.com ) | Bk2 p558 | Filter System For Combi Steamers & Countertop steamers | Filter System For Combi Steamers & Countertop Steamers | area+ref
Book 2 | Level 24 - Speciality Restaurant-Steak House | SRS 5 | 1 | 1 | yes | 1.00 | Equipment |  | MKN | MKN ( www.mkn.com ) | Therma, Charvet, Ambach | Therma ( www.professional.electrolux.com ), Charvet (www.charvet.ae),Ambach ( www.ambach.com ) | Bk2 p559 | Countertop - Electric Deep Fat Fryer | Countertop - Electric Deep Fat Fryer | area+ref
Book 2 | Level 24 - Speciality Restaurant-Steak House | SRS 6 | 1 | 1 | yes | 1.00 | Equipment |  | MKN | MKN ( www.mkn.com ) | Therma, Charvet, Ambach | Therma ( www.professional.electrolux.com ), Charvet (www.charvet.ae),Ambach ( www.ambach.com ) | Bk2 p560 | Countertop - Smooth Electric Griddle Pan | Countertop - Smooth Electric Griddle Pan | area+ref
Book 2 | Level 24 - Speciality Restaurant-Steak House | SRS 7 | 1 | 1 | yes | 1.00 | Equipment |  | MKN | MKN ( www.mkn.com ) | Therma, Charvet, Ambach | Therma ( www.professional.electrolux.com ), Charvet (www.charvet.ae),Ambach ( www.ambach.com ) | Bk2 p561 | Countertop - Gas Boiling Top inset type - 4 burners | Countertop - Gas Boiling Top Inset Type - 4 Burners | area+ref
Book 2 | Level 24 - Speciality Restaurant-Steak House | SRS 8 | 1 | 1 | yes | 1.00 | Equipment |  | Infrico | Infrico ( www.infrico.com ) | Williams, Destar | Williams ( www.williams - refrigeration.co.uk)(sales@williamsdubai.ae , GINOX ( www.ginoxgroup.com ), Destar ( www.destar - refrigeration.com ) | Bk2 p562 | Upright Refrigerator - 1 Door GN 2/1 - 600 lt | Upright Refrigerator - 1 Door Gn 2/1 - 600 Lt | area+ref
Book 2 | Level 24 - Speciality Restaurant-Steak House | SRS 9 | 1 | 1 | yes | 1.00 | Equipment |  | Ginox | Ginox ( www.ginoxgroup.com ) | GIF, Halton, ETS Nord | GIF ( www.gif - web.com ), Halton (www.halton.com),ETS Nord ( www.etsnord.com ) | Bk2 p563 | PerformAir Self Cleaning Hood - Wall Type (1 Skin) w/ Pulsair Extract 3464. Conditioned 21-23° C dehumidified supply air 2944 linear diffuser set 1 mtr. from edge of hood. Balance air from other areas 520. All in c3/h. | Performair Self Cleaning Hood - Wall Type (1 Skin) W/ Pulsair Extract 3464. Conditioned 21 - 23° C Dehumidified Supply Air 2944 Linear Diffuser Set 1 Mtr. From Edge Of Hood. Balance Air From Other Areas 520. All In C3/H. | area+ref
Book 2 | Level 24 - Speciality Restaurant-Steak House | SRS 10 | 2 | 2 | yes | 1.00 | Equipment | Avenger | Avenger System LLC / Falcon Fire & Safety Equip | Avenger System LLC / Falcon Fire & Safety Equip. ( www.falconfireme.com ) ; (sales@falconfireme.com ). C.O.O. U.S.A. | Ansul, Kidde | Ansul ( www.ansul.com ), Kidde ( https://kiddefenwal.com/ ) | Bk2 p565 | Fire Suppression/Fighting System | Fire Suppression/Fighting System | area+ref
Book 2 | Level 24 - Speciality Restaurant-Steak House | SRS 11 | 1 | 1 | yes | 1.00 | Custom Fabrication |  | Prisma SPA, Rhine Kitchen - UAE, Pilsa SA, Al Barq - Shaleej, Emainox - Filippo, Rabadh - EMAN, Ascobloc - Maik - steel - furniture, Sprint Qatar - Essam - qatar.com/, Wolf Qatar - Tony, Euro Trade Bahrain - Vassily, Masria Egypt, Ginox - UAE, Ramadi Kitchen Dubai or CCE, Quality Fabrication - UAE, Dolphin Kitchens .Al heloul al Haditha | Prisma SPA (+41 78677 6468), Rhine Kitchen - UAE (06 5326098), Pilsa SA (Pilsa.com), Al Barq - Shaleej +971547920080 http://www.albarqkitchen.com/ , Emainox - Filippo +971 56 653 3433 https://emainox.it/ , Rabadh - EMAN +966 53 871 1366 https://rabadh.com/ , Ascobloc - Maik +49 172 205 5539 https://www.ascobloc.de/en/download/stainless - steel - furniture , Sprint Qatar - Essam +974 5586 7619 https://www.sprint - qatar.com/ , Wolf Qatar - Tony +974 4444 2295, Euro Trade Bahrain - Vassily +97339911287 https://ecegroups.com/ , Masria Egypt (0020 202 - 4610 - 3325) , Ginox - UAE (07 2444567), Ramadi Kitchen Dubai (04 884 0555) or CCE (Commercial Catering Equipment Dubai) 050476 2200 info@ccedubai.com , Quality Fabrication - UAE (info@qualitygrp.net ), Dolphin Kitchens (dolphin.kitchens@yahoo.com).Al heloul al Haditha |  | No alternative manufacturer for this custom fabricated item | Bk2 p566 | Table - Wall Type with undershelf 2mm top * | Table - Wall Type With Undershelf 2Mm Top * | area+ref
Book 2 | Level 24 - Speciality Restaurant-Steak House | SRS 12 | 1 | 1 | yes | 1.00 | Equipment | 816 422 | Tournus | Tournus ( www.tournus.com ). C.O.O. France | Sofinor, Bourgeat | Sofinor ( www.sofinor.com ), Bourgeat( www.bourgeat.fr ) | Bk2 p567 | Knife Steriliser with UV Light -15 Knife 1 Door Cabinet with Magnetized Bar | Knife Steriliser With Uv Light - 15 Knife 1 Door Cabinet With Magnetized Bar | area+ref
Book 2 | Level 24 - Speciality Restaurant-Steak House | SRS 13 | 1 | 1 | yes | 1.00 | Custom Fabrication |  | Prisma SPA, Rhine Kitchen - UAE, Pilsa SA, Al Barq - Shaleej, Emainox - Filippo, Rabadh - EMAN, Ascobloc - Maik - steel - furniture, Sprint Qatar - Essam - qatar.com/, Wolf Qatar - Tony, Euro Trade Bahrain - Vassily, Masria Egypt, Ginox - UAE, Ramadi Kitchen Dubai or CCE, Quality Fabrication - UAE, Dolphin Kitchens .Al heloul al Haditha | Prisma SPA (+41 78677 6468), Rhine Kitchen - UAE (06 5326098), Pilsa SA (Pilsa.com), Al Barq - Shaleej +971547920080 http://www.albarqkitchen.com/ , Emainox - Filippo +971 56 653 3433 https://emainox.it/ , Rabadh - EMAN +966 53 871 1366 https://rabadh.com/ , Ascobloc - Maik +49 172 205 5539 https://www.ascobloc.de/en/download/stainless - steel - furniture , Sprint Qatar - Essam +974 5586 7619 https://www.sprint - qatar.com/ , Wolf Qatar - Tony +974 4444 2295, Euro Trade Bahrain - Vassily +97339911287 https://ecegroups.com/ , Masria Egypt (0020 202 - 4610 - 3325) , Ginox - UAE (07 2444567), Ramadi Kitchen Dubai (04 884 0555) or CCE (Commercial Catering Equipment Dubai) 050476 2200 info@ccedubai.com , Quality Fabrication - UAE (info@qualitygrp.net ), Dolphin Kitchens (dolphin.kitchens@yahoo.com).Al heloul al Haditha |  | No alternative manufacturer for this custom fabricated item | Bk2 p568 | Polymer cutting surface _Red color* | Polymer Cutting Surface _Red Color* | area+ref
Book 2 | Level 24 - Speciality Restaurant-Steak House | SRS 14 | 1 | 1 | yes | 1.00 | Equipment | 2620 | Rubbermaid | Rubbermaid( www.rubbermaid.com ). C.O.O. U.S.A. | Cambro, Trolly and Bin | Cambro ( www.cambro.com ), Trolly and Bin ( www.trollyandbin.co.za ) | Bk2 p569 | Mobile Waste Bin - Brute _Undercounter | Mobile Waste Bin - Brute _Undercounter | area+ref
Book 2 | Level 24 - Speciality Restaurant-Steak House | SRS 15 | 1 | 1 | yes | 1.00 | Equipment | R4 - 1500 | Robot Coupe | Robot Coupe ( www.robot - coupe.com ). C.O.O. France | Hobart, Dito Sama | Hobart( www.hobartcorp.com ), Dito Sama ( www.ditosama.com ) | Bk2 p570 | Commercial Food Processor 4.5 ltr | Commercial Food Processor 4.5 Ltr | area+ref
Book 2 | Level 24 - Speciality Restaurant-Steak House | SRS 16 | 1 | 1 | yes | 1.00 | Equipment |  | Infrico | Infrico ( www.infrico.com ) | Williams, Destar | Williams ( www.williams - refrigeration.co.uk)(sales@williamsdubai.ae , GINOX ( www.ginoxgroup.com ), Destar ( www.destar - refrigeration.com ) | Bk2 p571 | Undercounter Freezer 1 Solid Door - 150L | Undercounter Freezer 1 Solid Door - 150L | area+ref
Book 2 | Level 24 - Speciality Restaurant-Steak House | SRS 17 | 2 | 2 | yes | 1.00 | Custom Fabrication |  | Prisma SPA, Rhine Kitchen - UAE, Pilsa SA, Al Barq - Shaleej, Emainox - Filippo, Rabadh - EMAN, Ascobloc - Maik - steel - furniture, Sprint Qatar - Essam - qatar.com/, Wolf Qatar - Tony, Euro Trade Bahrain - Vassily, Masria Egypt, Ginox - UAE, Ramadi Kitchen Dubai or CCE, Quality Fabrication - UAE, Dolphin Kitchens .Al heloul al Haditha | Prisma SPA (+41 78677 6468), Rhine Kitchen - UAE (06 5326098), Pilsa SA (Pilsa.com), Al Barq - Shaleej +971547920080 http://www.albarqkitchen.com/ , Emainox - Filippo +971 56 653 3433 https://emainox.it/ , Rabadh - EMAN +966 53 871 1366 https://rabadh.com/ , Ascobloc - Maik +49 172 205 5539 https://www.ascobloc.de/en/download/stainless - steel - furniture , Sprint Qatar - Essam +974 5586 7619 https://www.sprint - qatar.com/ , Wolf Qatar - Tony +974 4444 2295, Euro Trade Bahrain - Vassily +97339911287 https://ecegroups.com/ , Masria Egypt (0020 202 - 4610 - 3325) , Ginox - UAE (07 2444567), Ramadi Kitchen Dubai (04 884 0555) or CCE (Commercial Catering Equipment Dubai) 050476 2200 info@ccedubai.com , Quality Fabrication - UAE (info@qualitygrp.net ), Dolphin Kitchens (dolphin.kitchens@yahoo.com).Al heloul al Haditha |  | No alternative manufacturer for this custom fabricated item | Bk2 p572 | Twin Open Wall Shelf * | Twin Open Wall Shelf * | area+ref
Book 2 | Level 24 - Speciality Restaurant-Steak House | SRS 18 | 1 | 1 | yes | 1.00 | Equipment |  | Infrico | Infrico ( www.infrico.com ) | Williams, Destar | Williams ( www.williams - refrigeration.co.uk)(sales@williamsdubai.ae , GINOX ( www.ginoxgroup.com ), Destar ( www.destar - refrigeration.com ) | Bk2 p573 | Undercounter Bottle Display Unit 1 Glass Door - S/S Finish 124L | Undercounter Bottle Display Unit 1 Glass Door - S/S Finish 124L | area+ref
Book 2 | Level 24 - Speciality Restaurant-Steak House | SRS 19 | 1 | 1 | yes | 1.00 | Equipment | IM - 45CNE(SA) | Hoshizaki | Hoshizaki( www.hoshizaki.ae ). C.O.O. UK | Scotsman, Ice - O - Matic, Manitowoc | Scotsman( www.scotsman - ice.com ), Ice - O - Matic ( www.iceomatic.com ), Manitowoc( www.manitowocice.com ) | Bk2 p574 | Self Contained Ice Cuber 41 kg/day w/ 15kg Bin -Air Cooled | Self Contained Ice Cuber 41 Kg/Day W/ 15Kg Bin - Air Cooled | area+ref
Book 2 | Level 24 - Speciality Restaurant-Steak House | SRS 19a | 1 | 1 | yes | 1.00 | Equipment | Insurice Single - i2000² System | Everpure | Everpure (www.fendtech.ae/sales@fendtech.ae). C.O.O. USA | Culligan, So - Safe | Culligan( www.culligan.com ), So - Safe ( www.sosafe.com ) | Bk2 p575 | Filter System For Under Counter Ice Production Machines | Filter System For Under Counter Ice Production Machines | area+ref
Book 2 | Level 24 - Speciality Restaurant-Steak House | SRS 20 | 1 | 1 | yes | 1.00 | Equipment |  | conti | conti ( www.conti - expresso.com ) | La Cimbali, 'Faema | La Cimbali ( www.cimbali.com ), 'Faema ( www.faema.com ) | Bk2 p576 | Fully Automatic Coffee Machine Steam & Cappuccino with Refrigeration unit and Cup Warmer | Fully Automatic Coffee Machine Steam & Cappuccino With Refrigeration Unit And Cup Warmer | area+ref
Book 2 | Level 24 - Speciality Restaurant-Steak House | SRS 20a | 1 | 1 | yes | 1.00 | Equipment | CLARIS system M | Everpure | Everpure (www.fendtech.ae/sales@fendtech.ae). C.O.O. USA | Culligan, So - Safe | Culligan( www.culligan.com ), So - Safe ( www.sosafe.com ) | Bk2 p577 | Filter system for espresso machines | Filter System For Espresso Machines | area+ref
Book 2 | Level 24 - Speciality Restaurant-Steak House | SRS 21 | 1 | 1 | yes | 1.00 | Custom Fabrication |  | Prisma SPA, Rhine Kitchen - UAE, Pilsa SA, Al Barq - Shaleej, Emainox - Filippo, Rabadh - EMAN, Ascobloc - Maik - steel - furniture, Sprint Qatar - Essam - qatar.com/, Wolf Qatar - Tony, Euro Trade Bahrain - Vassily, Masria Egypt, Ginox - UAE, Ramadi Kitchen Dubai or CCE, Quality Fabrication - UAE, Dolphin Kitchens .Al heloul al Haditha | Prisma SPA (+41 78677 6468), Rhine Kitchen - UAE (06 5326098), Pilsa SA (Pilsa.com), Al Barq - Shaleej +971547920080 http://www.albarqkitchen.com/ , Emainox - Filippo +971 56 653 3433 https://emainox.it/ , Rabadh - EMAN +966 53 871 1366 https://rabadh.com/ , Ascobloc - Maik +49 172 205 5539 https://www.ascobloc.de/en/download/stainless - steel - furniture , Sprint Qatar - Essam +974 5586 7619 https://www.sprint - qatar.com/ , Wolf Qatar - Tony +974 4444 2295, Euro Trade Bahrain - Vassily +97339911287 https://ecegroups.com/ , Masria Egypt (0020 202 - 4610 - 3325) , Ginox - UAE (07 2444567), Ramadi Kitchen Dubai (04 884 0555) or CCE (Commercial Catering Equipment Dubai) 050476 2200 info@ccedubai.com , Quality Fabrication - UAE (info@qualitygrp.net ), Dolphin Kitchens (dolphin.kitchens@yahoo.com).Al heloul al Haditha |  | No alternative manufacturer for this custom fabricated item | Bk2 p578 | Table - Wall Type with single bowl sink and undershelf 2mm top * | Table - Wall Type With Single Bowl Sink And Undershelf 2Mm Top * | area+ref
Book 2 | Level 24 - Speciality Restaurant-Steak House | SRS 21a | 1 | 1 | yes | 1.00 | Equipment | Various (B - 0226 - V15 - WH4 + B - 3950 - 01) | T&S Brass | T&S Brass ( www.tsbrass.com ). C.O.O. USA. | Klarco, Kraus | Klarco ( www.klarco.com ), Kraus( www.krausproducts.com ) | Bk2 p579 | Faucet and other Attachments - Sink Unit | Faucet And Other Attachments - Sink Unit | area+ref
Book 2 | Level 24 - Speciality Restaurant-Steak House | SRS 22 | 2 | 2 | yes | 1.00 | Custom Fabrication |  | Prisma SPA, Rhine Kitchen - UAE, Pilsa SA, Al Barq - Shaleej, Emainox - Filippo, Rabadh - EMAN, Ascobloc - Maik - steel - furniture, Sprint Qatar - Essam - qatar.com/, Wolf Qatar - Tony, Euro Trade Bahrain - Vassily, Masria Egypt, Ginox - UAE, Ramadi Kitchen Dubai or CCE, Quality Fabrication - UAE, Dolphin Kitchens .Al heloul al Haditha | Prisma SPA (+41 78677 6468), Rhine Kitchen - UAE (06 5326098), Pilsa SA (Pilsa.com), Al Barq - Shaleej +971547920080 http://www.albarqkitchen.com/ , Emainox - Filippo +971 56 653 3433 https://emainox.it/ , Rabadh - EMAN +966 53 871 1366 https://rabadh.com/ , Ascobloc - Maik +49 172 205 5539 https://www.ascobloc.de/en/download/stainless - steel - furniture , Sprint Qatar - Essam +974 5586 7619 https://www.sprint - qatar.com/ , Wolf Qatar - Tony +974 4444 2295, Euro Trade Bahrain - Vassily +97339911287 https://ecegroups.com/ , Masria Egypt (0020 202 - 4610 - 3325) , Ginox - UAE (07 2444567), Ramadi Kitchen Dubai (04 884 0555) or CCE (Commercial Catering Equipment Dubai) 050476 2200 info@ccedubai.com , Quality Fabrication - UAE (info@qualitygrp.net ), Dolphin Kitchens (dolphin.kitchens@yahoo.com).Al heloul al Haditha |  | No alternative manufacturer for this custom fabricated item | Bk2 p580 | Overhead Wash Rack Holder * | Overhead Wash Rack Holder * | area+ref
Book 2 | Level 24 - Speciality Restaurant-Steak House | SRS 23 | 1 | 1 | yes | 1.00 | Custom Fabrication |  | Prisma SPA, Rhine Kitchen - UAE, Pilsa SA, Al Barq - Shaleej, Emainox - Filippo, Rabadh - EMAN, Ascobloc - Maik - steel - furniture, Sprint Qatar - Essam - qatar.com/, Wolf Qatar - Tony, Euro Trade Bahrain - Vassily, Masria Egypt, Ginox - UAE, Ramadi Kitchen Dubai or CCE, Quality Fabrication - UAE, Dolphin Kitchens .Al heloul al Haditha | Prisma SPA (+41 78677 6468), Rhine Kitchen - UAE (06 5326098), Pilsa SA (Pilsa.com), Al Barq - Shaleej +971547920080 http://www.albarqkitchen.com/ , Emainox - Filippo +971 56 653 3433 https://emainox.it/ , Rabadh - EMAN +966 53 871 1366 https://rabadh.com/ , Ascobloc - Maik +49 172 205 5539 https://www.ascobloc.de/en/download/stainless - steel - furniture , Sprint Qatar - Essam +974 5586 7619 https://www.sprint - qatar.com/ , Wolf Qatar - Tony +974 4444 2295, Euro Trade Bahrain - Vassily +97339911287 https://ecegroups.com/ , Masria Egypt (0020 202 - 4610 - 3325) , Ginox - UAE (07 2444567), Ramadi Kitchen Dubai (04 884 0555) or CCE (Commercial Catering Equipment Dubai) 050476 2200 info@ccedubai.com , Quality Fabrication - UAE (info@qualitygrp.net ), Dolphin Kitchens (dolphin.kitchens@yahoo.com).Al heloul al Haditha |  | No alternative manufacturer for this custom fabricated item | Bk2 p581 | Table - Wall Type with twin inset sinks and undershelf. 2mm top * | Table - Wall Type With Twin Inset Sinks And Undershelf. 2Mm Top * | area+ref
Book 2 | Level 24 - Speciality Restaurant-Steak House | SRS 23a | 1 | 1 | yes | 1.00 | Equipment | Various (B - 0114 - 01B - WH4 + B - 3950 - 01) | T&S Brass | T&S Brass ( www.tsbrass.com ). C.O.O. USA. | Klarco, Kraus | Klarco ( www.klarco.com ), Kraus( www.krausproducts.com ) | Bk2 p582 | Faucet and other Attachments -Spray Faucet | Faucet And Other Attachments - Spray Faucet | area+ref
Book 2 | Level 24 - Speciality Restaurant-Steak House | SRS 24 | 1 | 1 | yes | 1.00 | Equipment | UC - L | Winterhalter | Winterhalter( www.winterhalter.ae ). C.O.O. Germany | Meiko, Hobart Germany | Meiko ( www.meikome.com ), Hobart Germany | Bk2 p583 | Undercounter Dish/Glass/Tray/Cutlery Washer - 65 racks/h, 50x50 cm Rack Size | Undercounter Dish/Glass/Tray/Cutlery Washer - 65 Racks/H, 50X50 Cm Rack Size | area+ref
Book 2 | Level 24 - Speciality Restaurant-Steak House | SRS 24a | 1 | 1 | yes | 1.00 | Equipment | KLEENWARE HTS - 11 SYSTEM | Everpure | Everpure (www.fendtech.ae/sales@fendtech.ae). C.O.O. USA | Culligan, So - Safe | Culligan( www.culligan.com ), So - Safe ( www.sosafe.com ) | Bk2 p584 | Filter System For Scale Prevention & Corrosion Control for Dishwasher /Glass washer | Filter System For Scale Prevention & Corrosion Control For Dishwasher /Glass Washer | area+ref
Book 2 | Level 24 - Speciality Restaurant-Steak House | SRS 25 | 1 | 1 | yes | 1.00 | Equipment | Ambion 100 | HVAC Plasmaclean | HVAC Plasmaclean (MGK +971 4 396 8264). C.O.O. UK | Mechline Hygenikx, Aerox | Mechline Hygenikx ( www.mechline.com.hgx/ ), Aerox ( www.aeroxinjector.com ) | Bk2 p585 | Plasma Ionisation Smell Reduction Unit | Plasma Ionisation Smell Reduction Unit | area+ref
Book 2 | Level 24 - Speciality Restaurant-Steak House | SRS 26 | 1 | 1 | yes | 1.00 | Equipment |  | Hupfer | Hupfer ( www.hupfer.de ) | DSS, Metro, Tournus, Tonon | DSS ( www.dss - products.com / dannyk88@singnet.com.sg ), Metro ( www.intermetro.com ), Tournus ( www.tournus.com ), Tonon ( www.tonon.com ) | Bk2 p586 | Anodized Aluminium Slatted 4 Tier Rack | Anodized Aluminium Slatted 4 Tier Rack | area+ref
Book 2 | Level 24 - Speciality Restaurant-Steak House | SRS 27 | 1 | 1 | yes | 1.00 | Custom Fabrication |  | Prisma SPA, Rhine Kitchen, Ginox RAK or Pilsa SA only | Prisma SPA ( www.prismaitalia.com ), Rhine Kitchen (www.rhine - ke.com), Ginox RAK ( www.ginox.ae ) or Pilsa SA ( www.pilsa.com ) only. |  | No alternative manufacturer for this custom fabricated item | Bk2 p587 | Inset Sink for Handwash * | Inset Sink For Handwash * | area+ref
Book 2 | Level 24 - Speciality Restaurant-Steak House | SRS 27a | 1 | 1 | yes | 1.00 | Equipment | 1S.2470.00.00/B | Klarco | Klarco ( www.klarco.com ). C.O.O. Italy |  | - | Bk2 p588 | Electronic Faucet with syphon/drain | Electronic Faucet With Syphon/Drain | area+ref
Book 2 | Level 24 - Speciality Restaurant-Steak House | SRS 27b | 1 | 1 | yes | 1.00 | Custom Fabrication |  | Prisma SPA, Rhine Kitchen - UAE, Pilsa SA, Al Barq - Shaleej, Emainox - Filippo, Rabadh - EMAN, Ascobloc - Maik - steel - furniture, Sprint Qatar - Essam - qatar.com/, Wolf Qatar - Tony, Euro Trade Bahrain - Vassily, Masria Egypt, Ginox - UAE, Ramadi Kitchen Dubai or CCE, Quality Fabrication - UAE, Dolphin Kitchens .Al heloul al Haditha | Prisma SPA (+41 78677 6468), Rhine Kitchen - UAE (06 5326098), Pilsa SA (Pilsa.com), Al Barq - Shaleej +971547920080 http://www.albarqkitchen.com/ , Emainox - Filippo +971 56 653 3433 https://emainox.it/ , Rabadh - EMAN +966 53 871 1366 https://rabadh.com/ , Ascobloc - Maik +49 172 205 5539 https://www.ascobloc.de/en/download/stainless - steel - furniture , Sprint Qatar - Essam +974 5586 7619 https://www.sprint - qatar.com/ , Wolf Qatar - Tony +974 4444 2295, Euro Trade Bahrain - Vassily +97339911287 https://ecegroups.com/ , Masria Egypt (0020 202 - 4610 - 3325) , Ginox - UAE (07 2444567), Ramadi Kitchen Dubai (04 884 0555) or CCE (Commercial Catering Equipment Dubai) 050476 2200 info@ccedubai.com , Quality Fabrication - UAE (info@qualitygrp.net ), Dolphin Kitchens (dolphin.kitchens@yahoo.com).Al heloul al Haditha |  | No alternative manufacturer for this custom fabricated item | Bk2 p589 | Under Counter Pull Out Waste Bin * | Under Counter Pull Out Waste Bin * | area+ref
Book 2 | Level 24 - Speciality Restaurant-Steak House | SRS 28 | 1 | 1 | yes | 1.00 | Custom Fabrication |  | Prisma SPA, Rhine Kitchen, Ginox RAK or Pilsa SA only | Prisma SPA ( www.prismaitalia.com ), Rhine Kitchen (www.rhine - ke.com), Ginox RAK ( www.ginox.ae ) or Pilsa SA ( www.pilsa.com ) only. |  | No alternative manufacturer for this custom fabricated item | Bk2 p590 | Inset Sink * | Inset Sink * | area+ref
Book 2 | Level 24 - Speciality Restaurant-Steak House | SRS 28a | 1 | 1 | yes | 1.00 | Equipment | B - 1141 - 2 - V15 - CR | T&S Brass | T&S Brass ( www.tsbrass.com ). C.O.O. USA. | Klarco, Kraus | Klarco ( www.klarco.com ), Kraus( www.krausproducts.com ) | Bk2 p591 | FOH - Faucet and other Attachments - Sink Unit | Foh - Faucet And Other Attachments - Sink Unit | area+ref
Book 2 | Level 24 - Speciality Restaurant-Steak House | SRS 29 | 1 | 1 | yes | 1.00 | Equipment |  | Infrico | Infrico ( www.infrico.com ) | Williams, Destar | Williams ( www.williams - refrigeration.co.uk)(sales@williamsdubai.ae , GINOX ( www.ginoxgroup.com ), Destar ( www.destar - refrigeration.com ) | Bk2 p592 | Saladette Unit Cap. 4X1/3 Pans and 1x1/2 Pans - Stainless Steel Cover _On Counter | Saladette Unit Cap. 4X1/3 Pans And 1X1/2 Pans - Stainless Steel Cover _On Counter | area+ref
Book 2 | Level 24 - Speciality Restaurant-Steak House | SRS 30 | 1 | 1 | yes | 1.00 | Equipment |  | Infrico | Infrico ( www.infrico.com ) | Williams, Destar | Williams ( www.williams - refrigeration.co.uk)(sales@williamsdubai.ae , GINOX ( www.ginoxgroup.com ), Destar ( www.destar - refrigeration.com ) | Bk2 p593 | Refrigerated Preparation Table - 2 Sections with 4 Drawers GN1/2 | Refrigerated Preparation Table - 2 Sections With 4 Drawers Gn1/2 | area+ref
Book 2 | Level 24 - Speciality Restaurant-Steak House | SRS 31 | 1 | 1 | yes | 1.00 | Equipment |  | Infrico | Infrico ( www.infrico.com ) | Williams, Destar | Williams ( www.williams - refrigeration.co.uk)(sales@williamsdubai.ae , GINOX ( www.ginoxgroup.com ), Destar ( www.destar - refrigeration.com ) | Bk2 p594 | Undercounter Refrigerator 1 Solid Door - 150L | Undercounter Refrigerator 1 Solid Door - 150L | area+ref
Book 2 | Level 24 - Speciality Restaurant-Steak House | SRS 32 | 1 | 1 | yes | 1.00 | Custom Fabrication |  | Prisma SPA, Rhine Kitchen - UAE, Pilsa SA, Al Barq - Shaleej, Emainox - Filippo, Rabadh - EMAN, Ascobloc - Maik - steel - furniture, Sprint Qatar - Essam - qatar.com/, Wolf Qatar - Tony, Euro Trade Bahrain - Vassily, Masria Egypt, Ginox - UAE, Ramadi Kitchen Dubai or CCE, Quality Fabrication - UAE, Dolphin Kitchens .Al heloul al Haditha | Prisma SPA (+41 78677 6468), Rhine Kitchen - UAE (06 5326098), Pilsa SA (Pilsa.com), Al Barq - Shaleej +971547920080 http://www.albarqkitchen.com/ , Emainox - Filippo +971 56 653 3433 https://emainox.it/ , Rabadh - EMAN +966 53 871 1366 https://rabadh.com/ , Ascobloc - Maik +49 172 205 5539 https://www.ascobloc.de/en/download/stainless - steel - furniture , Sprint Qatar - Essam +974 5586 7619 https://www.sprint - qatar.com/ , Wolf Qatar - Tony +974 4444 2295, Euro Trade Bahrain - Vassily +97339911287 https://ecegroups.com/ , Masria Egypt (0020 202 - 4610 - 3325) , Ginox - UAE (07 2444567), Ramadi Kitchen Dubai (04 884 0555) or CCE (Commercial Catering Equipment Dubai) 050476 2200 info@ccedubai.com , Quality Fabrication - UAE (info@qualitygrp.net ), Dolphin Kitchens (dolphin.kitchens@yahoo.com).Al heloul al Haditha |  | No alternative manufacturer for this custom fabricated item | Bk2 p595 | Table - Wall Type with drop down top to accommodate table top equipment 2mm top * | Table - Wall Type With Drop Down Top To Accommodate Table Top Equipment 2Mm Top * | area+ref
Book 2 | Level 24 - Speciality Restaurant-Steak House | SRS 33 | 1 | 1 | yes | 1.00 | Equipment |  | Infrico | Infrico ( www.infrico.com ) | Williams, Destar | Williams ( www.williams - refrigeration.co.uk)(sales@williamsdubai.ae , GINOX ( www.ginoxgroup.com ), Destar ( www.destar - refrigeration.com ) | Bk2 p596 | Undercounter Chef Base Refrigerator 2 drawers- GN 1/1 (to accept equipment on top) | Undercounter Chef Base Refrigerator 2 Drawers - Gn 1/1 (To Accept Equipment On Top) | area+ref
Book 2 | Level 24 - Speciality Restaurant-Steak House | SRS 34 | 1 | 1 | yes | 1.00 | Equipment |  | Beech Ovens | Beech ( www.beechovens.com.au ) Ovens | Star USA, Garland USA | Star USA, Garland USA | Bk2 p597 | Custom Char Grill | Custom Char Grill | area+ref
Book 2 | Level 24 - Speciality Restaurant-Steak House | SRS 35 | 1 | 1 | yes | 1.00 | Equipment |  | Ginox | Ginox ( www.ginoxgroup.com ) | GIF, Halton, ETS Nord | GIF ( www.gif - web.com ), Halton (www.halton.com),ETS Nord ( www.etsnord.com ) | Bk2 p598 | PerformAir Self Cleaning Hood - Island Type (1 Skin) with Pulsair & Intermittent Cold Mist system for Solid Fuel Cooking Line Extract 1872. Conditioned 21-23° C dehumidified supply air 1591 linear diffuser set 1 mtr. from edge of hood. Balance air from other areas 281. All in c3/h. | Performair Self Cleaning Hood - Island Type (1 Skin) With Pulsair & Intermittent Cold Mist System For Solid Fuel Cooking Line Extract 1872. Conditioned 21 - 23° C Dehumidified Supply Air 1591 Linear Diffuser Set 1 Mtr. From Edge Of Hood. Balance Air From Other Areas 281. All In C3/H. | area+ref
Book 2 | Level 24 - Speciality Restaurant-Steak House | SRS 36 | 1 | 1 | yes | 1.00 | Custom Fabrication |  | Prisma SPA, Rhine Kitchen - UAE, Pilsa SA, Al Barq - Shaleej, Emainox - Filippo, Rabadh - EMAN, Ascobloc - Maik - steel - furniture, Sprint Qatar - Essam - qatar.com/, Wolf Qatar - Tony, Euro Trade Bahrain - Vassily, Masria Egypt, Ginox - UAE, Ramadi Kitchen Dubai or CCE, Quality Fabrication - UAE, Dolphin Kitchens .Al heloul al Haditha | Prisma SPA (+41 78677 6468), Rhine Kitchen - UAE (06 5326098), Pilsa SA (Pilsa.com), Al Barq - Shaleej +971547920080 http://www.albarqkitchen.com/ , Emainox - Filippo +971 56 653 3433 https://emainox.it/ , Rabadh - EMAN +966 53 871 1366 https://rabadh.com/ , Ascobloc - Maik +49 172 205 5539 https://www.ascobloc.de/en/download/stainless - steel - furniture , Sprint Qatar - Essam +974 5586 7619 https://www.sprint - qatar.com/ , Wolf Qatar - Tony +974 4444 2295, Euro Trade Bahrain - Vassily +97339911287 https://ecegroups.com/ , Masria Egypt (0020 202 - 4610 - 3325) , Ginox - UAE (07 2444567), Ramadi Kitchen Dubai (04 884 0555) or CCE (Commercial Catering Equipment Dubai) 050476 2200 info@ccedubai.com , Quality Fabrication - UAE (info@qualitygrp.net ), Dolphin Kitchens (dolphin.kitchens@yahoo.com).Al heloul al Haditha |  | No alternative manufacturer for this custom fabricated item | Bk2 p600 | Set of Drawers GN 1/1 (3 qty)- for incorporation into a base unit * | Set Of Drawers Gn 1/1 (3 Qty) - For Incorporation Into A Base Unit * | area+ref
Book 2 | Level 24 - Speciality Restaurant-Steak House | SRS 37 | 1 | 1 | yes | 1.00 | Custom Fabrication |  | Prisma SPA, Rhine Kitchen - UAE, Pilsa SA, Al Barq - Shaleej, Emainox - Filippo, Rabadh - EMAN, Ascobloc - Maik - steel - furniture, Sprint Qatar - Essam - qatar.com/, Wolf Qatar - Tony, Euro Trade Bahrain - Vassily, Masria Egypt, Ginox - UAE, Ramadi Kitchen Dubai or CCE, Quality Fabrication - UAE, Dolphin Kitchens .Al heloul al Haditha | Prisma SPA (+41 78677 6468), Rhine Kitchen - UAE (06 5326098), Pilsa SA (Pilsa.com), Al Barq - Shaleej +971547920080 http://www.albarqkitchen.com/ , Emainox - Filippo +971 56 653 3433 https://emainox.it/ , Rabadh - EMAN +966 53 871 1366 https://rabadh.com/ , Ascobloc - Maik +49 172 205 5539 https://www.ascobloc.de/en/download/stainless - steel - furniture , Sprint Qatar - Essam +974 5586 7619 https://www.sprint - qatar.com/ , Wolf Qatar - Tony +974 4444 2295, Euro Trade Bahrain - Vassily +97339911287 https://ecegroups.com/ , Masria Egypt (0020 202 - 4610 - 3325) , Ginox - UAE (07 2444567), Ramadi Kitchen Dubai (04 884 0555) or CCE (Commercial Catering Equipment Dubai) 050476 2200 info@ccedubai.com , Quality Fabrication - UAE (info@qualitygrp.net ), Dolphin Kitchens (dolphin.kitchens@yahoo.com).Al heloul al Haditha |  | No alternative manufacturer for this custom fabricated item | Bk2 p601 | Custom Fabricated Hot Cupboard with Sliding Door * | Custom Fabricated Hot Cupboard With Sliding Door * | area+ref
Book 2 | Level 24 - Speciality Restaurant-Steak House | SRS 40 | 1 | 1 | yes | 1.00 | Equipment |  | Insectocutor | Insectocutor ( www.pelsis.com , hygieneproducts@tte.ae ) | Branderburg, Johnson Group | Branderburg ( www.b - one.com ), Johnson Group ( www.johnson - group.com.hk ) | Bk2 p604 | FOH Fly Killer - Uplighter - Glueboard 25m2 Coverage | Foh Fly Killer - Uplighter - Glueboard 25M2 Coverage | area+ref
Book 2 | Level 24 - Speciality Restaurant-Steak House | SRS 43 | 1 | 1 | yes | 1.00 | Equipment | 1883552 (Streamline) | Rubbermaid | Rubbermaid( www.rubbermaid.com ). C.O.O. U.S.A. | Carlisle, Green Revolution, Cosmoplast | Carlisle ( www.carlislefsp.com ), Green Revolution ( www.green - revolution.in ), Cosmoplast ( www.cosmoplast.com ) | Bk2 p607 | Mobile Waste Bin Slim Jim Step-On (Beige color) | Mobile Waste Bin Slim Jim Step - On (Beige Color) | area+ref
Book 2 | Level 24 - Speciality Restaurant-Steak House | SRS 44 | 1 | 1 | yes | 1.00 | Custom Fabrication | [5 empty] | Bk2 p608 | Stainless Steel Wall Cladding * | Stainless Steel Wall Cladding * | area+ref
Book 2 | Level 24 - Speciality Restaurant-Steak House | SRS 45 | 1 | 1 | yes | 1.00 | Equipment | EF NEXT XS | Irinox | Irinox ( www.irinox.com ). C.O.O. Italy | Williams, Ginox | Williams, Ginox | Bk2 p609 | Blast Chiller/Freezer - 10kg/10kg _Undercounter | Blast Chiller/Freezer - 10Kg/10Kg _Undercounter | area+ref
Book 2 | Level 24 - Speciality Restaurant-Steak House | SRS 46 | 1 | 1 | yes | 1.00 | Custom Fabrication |  | Prisma SPA, Rhine Kitchen - UAE, Pilsa SA, Al Barq - Shaleej, Emainox - Filippo, Rabadh - EMAN, Ascobloc - Maik - steel - furniture, Sprint Qatar - Essam - qatar.com/, Wolf Qatar - Tony, Euro Trade Bahrain - Vassily, Masria Egypt, Ginox - UAE, Ramadi Kitchen Dubai or CCE, Quality Fabrication - UAE, Dolphin Kitchens .Al heloul al Haditha | Prisma SPA (+41 78677 6468), Rhine Kitchen - UAE (06 5326098), Pilsa SA (Pilsa.com), Al Barq - Shaleej +971547920080 http://www.albarqkitchen.com/ , Emainox - Filippo +971 56 653 3433 https://emainox.it/ , Rabadh - EMAN +966 53 871 1366 https://rabadh.com/ , Ascobloc - Maik +49 172 205 5539 https://www.ascobloc.de/en/download/stainless - steel - furniture , Sprint Qatar - Essam +974 5586 7619 https://www.sprint - qatar.com/ , Wolf Qatar - Tony +974 4444 2295, Euro Trade Bahrain - Vassily +97339911287 https://ecegroups.com/ , Masria Egypt (0020 202 - 4610 - 3325) , Ginox - UAE (07 2444567), Ramadi Kitchen Dubai (04 884 0555) or CCE (Commercial Catering Equipment Dubai) 050476 2200 info@ccedubai.com , Quality Fabrication - UAE (info@qualitygrp.net ), Dolphin Kitchens (dolphin.kitchens@yahoo.com).Al heloul al Haditha |  | No alternative manufacturer for this custom fabricated item | Bk2 p610 | Table - Wall Type with undershelf 2mm top * | Table - Wall Type With Undershelf 2Mm Top * | area+ref
Book 2 | Level 24 - Speciality Restaurant-Steak House | SRS 47 | 1 | 1 | yes | 1.00 | Equipment |  | Infrico | Infrico ( www.infrico.com ) | Williams, Destar | Williams ( www.williams - refrigeration.co.uk)(sales@williamsdubai.ae , GINOX ( www.ginoxgroup.com ), Destar ( www.destar - refrigeration.com ) | Bk2 p611 | Undercounter Chef Base Refrigerator 4 drawers- GN 1/1 (to accept equipment on top) | Undercounter Chef Base Refrigerator 4 Drawers - Gn 1/1 (To Accept Equipment On Top) | area+ref
Book 2 | Level 24 - Speciality Restaurant-Steak House | SRS 48 | 1 | 1 | yes | 1.00 | Equipment |  | Josper | Josper ( www.josper.es ) | Bertha | Bertha ( www.berthaoven.com ) | Bk2 p612 | Charcoal Oven with Warmer, Table & Drawer | Charcoal Oven With Warmer, Table & Drawer | area+ref
Book 2 | Level 24 - Speciality Restaurant-Steak House | SRS 49 | 1 | 1 | yes | 1.00 | Equipment |  | Ginox | Ginox ( www.ginoxgroup.com ) | GIF, Halton, ETS Nord | GIF ( www.gif - web.com ), Halton (www.halton.com),ETS Nord ( www.etsnord.com ) | Bk2 p613 | PerformAir Self Cleaning Hood - Island Type (1 Skin) with Pulsair & Intermittent Cold Mist system for Solid Fuel Cooking Line Extract 4744. Conditioned 21-23° C dehumidified supply air 4032 linear diffuser set 1 mtr. from edge of hood. Balance air from other areas 712. All in c3/h. | Performair Self Cleaning Hood - Island Type (1 Skin) With Pulsair & Intermittent Cold Mist System For Solid Fuel Cooking Line Extract 4744. Conditioned 21 - 23° C Dehumidified Supply Air 4032 Linear Diffuser Set 1 Mtr. From Edge Of Hood. Balance Air From Other Areas 712. All In C3/H. | area+ref
Book 2 | Level 24 - Coffee Shop Area | CSA 1 | 1 | 1 | yes | 1.00 | Equipment | DSC - 300S - 150D/OT & DSG - 300S | DSS | DSS (dannyk88@singnet.com.sg/DSS168@hotmail.com). C.O.O. China | Aco System | Aco System ( www.aco.ae ) | Bk2 p617 | Floor Channel with Odor Trap & Grating - 350mm as per plan | Floor Channel With Odor Trap & Grating - 350Mm As Per Plan | area+ref
Book 2 | Level 24 - Coffee Shop Area | CSA 2 | 1 | 1 | yes | 1.00 | Equipment | 806 382 | Tournus | Tournus ( www.tournus.com ). C.O.O. France | DSS, Sofinor, Eagle Group, Mechline | DSS (dss - products.com), Sofinor ( www.sofinor.com ), Eagle Group ( www.eaglegrp.com ), Mechline ( www.mechline.com ) | Bk2 p619 | Cantilevered wash hand basin - knee control | Cantilevered Wash Hand Basin - Knee Control | area+ref
Book 2 | Level 24 - Coffee Shop Area | CSA 3 | 1 | 1 | yes | 1.00 | Equipment | 1883552 (Streamline) | Rubbermaid | Rubbermaid( www.rubbermaid.com ). C.O.O. U.S.A. | Carlisle, Green Revolution, Cosmoplast | Carlisle ( www.carlislefsp.com ), Green Revolution ( www.green - revolution.in ), Cosmoplast ( www.cosmoplast.com ) | Bk2 p620 | Mobile Waste Bin Slim Jim Step-On (Beige color) | Mobile Waste Bin Slim Jim Step - On (Beige Color) | area+ref
Book 2 | Level 24 - Coffee Shop Area | CSA 4 | 1 | 1 | yes | 1.00 | Equipment |  | Insectocutor | Insectocutor ( www.pelsis.com , hygieneproducts@tte.ae ) | Branderburg, Johnson Group | Branderburg ( www.b - one.com ), Johnson Group ( www.johnson - group.com.hk ) | Bk2 p621 | Fly Killer - 100m2 Room Coverage _To Suit Site | Fly Killer - 100M2 Room Coverage _To Suit Site | area+ref
Book 2 | Level 24 - Coffee Shop Area | CSA 5 | 1 | 1 | yes | 1.00 | Equipment |  | Infrico | Infrico ( www.infrico.com ) | Williams, Destar | Williams ( www.williams - refrigeration.co.uk)(sales@williamsdubai.ae , GINOX ( www.ginoxgroup.com ), Destar ( www.destar - refrigeration.com ) | Bk2 p622 | Upright Dual Temp Refrigerator/Freezer- 2 Half Doors GN 2/1 -700L | Upright Dual Temp Refrigerator/Freezer - 2 Half Doors Gn 2/1 - 700L | area+ref
Book 2 | Level 24 - Coffee Shop Area | CSA 6 | 1 | 1 | yes | 1.00 | Equipment |  | Hupfer | Hupfer ( www.hupfer.de ) | DSS, Metro, Tournus, Tonon | DSS ( www.dss - products.com / dannyk88@singnet.com.sg ), Metro ( www.intermetro.com ), Tournus ( www.tournus.com ), Tonon ( www.tonon.com ) | Bk2 p623 | Anodized Aluminium Slatted 4 Tier Rack | Anodized Aluminium Slatted 4 Tier Rack | area+ref
Book 2 | Level 24 - Coffee Shop Area | CSA 7 | 3 | 3 | yes | 1.00 | Custom Fabrication |  | Prisma SPA, Rhine Kitchen - UAE, Pilsa SA, Al Barq - Shaleej, Emainox - Filippo, Rabadh - EMAN, Ascobloc - Maik - steel - furniture, Sprint Qatar - Essam - qatar.com/, Wolf Qatar - Tony, Euro Trade Bahrain - Vassily, Masria Egypt, Ginox - UAE, Ramadi Kitchen Dubai or CCE, Quality Fabrication - UAE, Dolphin Kitchens .Al heloul al Haditha | Prisma SPA (+41 78677 6468), Rhine Kitchen - UAE (06 5326098), Pilsa SA (Pilsa.com), Al Barq - Shaleej +971547920080 http://www.albarqkitchen.com/ , Emainox - Filippo +971 56 653 3433 https://emainox.it/ , Rabadh - EMAN +966 53 871 1366 https://rabadh.com/ , Ascobloc - Maik +49 172 205 5539 https://www.ascobloc.de/en/download/stainless - steel - furniture , Sprint Qatar - Essam +974 5586 7619 https://www.sprint - qatar.com/ , Wolf Qatar - Tony +974 4444 2295, Euro Trade Bahrain - Vassily +97339911287 https://ecegroups.com/ , Masria Egypt (0020 202 - 4610 - 3325) , Ginox - UAE (07 2444567), Ramadi Kitchen Dubai (04 884 0555) or CCE (Commercial Catering Equipment Dubai) 050476 2200 info@ccedubai.com , Quality Fabrication - UAE (info@qualitygrp.net ), Dolphin Kitchens (dolphin.kitchens@yahoo.com).Al heloul al Haditha |  | No alternative manufacturer for this custom fabricated item | Bk2 p624 | Twin Open Wall Shelf * | Twin Open Wall Shelf * | area+ref
Book 2 | Level 24 - Coffee Shop Area | CSA 8 | 2 | 2 | yes | 1.00 | Equipment |  | Infrico | Infrico ( www.infrico.com ) | Williams, Destar | Williams ( www.williams - refrigeration.co.uk)(sales@williamsdubai.ae , GINOX ( www.ginoxgroup.com ), Destar ( www.destar - refrigeration.com ) | Bk2 p625 | Undercounter Refrigerator 1 Solid Door - 150L | Undercounter Refrigerator 1 Solid Door - 150L | area+ref
Book 2 | Level 24 - Coffee Shop Area | CSA 9 | 1 | 1 | yes | 1.00 | Equipment | 2620 | Rubbermaid | Rubbermaid( www.rubbermaid.com ). C.O.O. U.S.A. | Cambro, Trolly and Bin | Cambro ( www.cambro.com ), Trolly and Bin ( www.trollyandbin.co.za ) | Bk2 p626 | Mobile Waste Bin - Brute _Undercounter | Mobile Waste Bin - Brute _Undercounter | area+ref
Book 2 | Level 24 - Coffee Shop Area | CSA 10 | 1 | 1 | yes | 1.00 | Equipment | UC - L | Winterhalter | Winterhalter( www.winterhalter.ae ). C.O.O. Germany | Meiko, Hobart Germany | Meiko ( www.meikome.com ), Hobart Germany | Bk2 p627 | Undercounter Dish/Glass/Tray/Cutlery Washer - 65 racks/h, 50x50 cm Rack Size | Undercounter Dish/Glass/Tray/Cutlery Washer - 65 Racks/H, 50X50 Cm Rack Size | area+ref
Book 2 | Level 24 - Coffee Shop Area | CSA 10a | 1 | 1 | yes | 1.00 | Equipment | KLEENWARE HTS - 11 SYSTEM | Everpure | Everpure (www.fendtech.ae/sales@fendtech.ae). C.O.O. USA | Culligan, So - Safe | Culligan( www.culligan.com ), So - Safe ( www.sosafe.com ) | Bk2 p628 | Filter System For Scale Prevention & Corrosion Control for Dishwasher /Glass washer | Filter System For Scale Prevention & Corrosion Control For Dishwasher /Glass Washer | area+ref
Book 2 | Level 24 - Coffee Shop Area | CSA 11 | 1 | 1 | yes | 1.00 | Custom Fabrication |  | Prisma SPA, Rhine Kitchen - UAE, Pilsa SA, Al Barq - Shaleej, Emainox - Filippo, Rabadh - EMAN, Ascobloc - Maik - steel - furniture, Sprint Qatar - Essam - qatar.com/, Wolf Qatar - Tony, Euro Trade Bahrain - Vassily, Masria Egypt, Ginox - UAE, Ramadi Kitchen Dubai or CCE, Quality Fabrication - UAE, Dolphin Kitchens .Al heloul al Haditha | Prisma SPA (+41 78677 6468), Rhine Kitchen - UAE (06 5326098), Pilsa SA (Pilsa.com), Al Barq - Shaleej +971547920080 http://www.albarqkitchen.com/ , Emainox - Filippo +971 56 653 3433 https://emainox.it/ , Rabadh - EMAN +966 53 871 1366 https://rabadh.com/ , Ascobloc - Maik +49 172 205 5539 https://www.ascobloc.de/en/download/stainless - steel - furniture , Sprint Qatar - Essam +974 5586 7619 https://www.sprint - qatar.com/ , Wolf Qatar - Tony +974 4444 2295, Euro Trade Bahrain - Vassily +97339911287 https://ecegroups.com/ , Masria Egypt (0020 202 - 4610 - 3325) , Ginox - UAE (07 2444567), Ramadi Kitchen Dubai (04 884 0555) or CCE (Commercial Catering Equipment Dubai) 050476 2200 info@ccedubai.com , Quality Fabrication - UAE (info@qualitygrp.net ), Dolphin Kitchens (dolphin.kitchens@yahoo.com).Al heloul al Haditha |  | No alternative manufacturer for this custom fabricated item | Bk2 p629 | Table - Wall Type with single bowl sink, undershelf and integral angle ledge unit. 2mm top _For glass rack storage* | Table - Wall Type With Single Bowl Sink, Undershelf And Integral Angle Ledge Unit. 2Mm Top _For Glass Rack Storage* | area+ref
Book 2 | Level 24 - Coffee Shop Area | CSA 11a | 1 | 1 | yes | 1.00 | Equipment | Various (B - 0226 - V15 - WH4 + B - 3950 - 01) | T&S Brass | T&S Brass ( www.tsbrass.com ). C.O.O. USA. | Klarco, Kraus | Klarco ( www.klarco.com ), Kraus( www.krausproducts.com ) | Bk2 p630 | Faucet and other Attachments - Sink Unit | Faucet And Other Attachments - Sink Unit | area+ref
Book 2 | Level 24 - Coffee Shop Area | CSA 13 | 1 | 1 | yes | 1.00 | Custom Fabrication |  | Prisma SPA, Rhine Kitchen, Ginox RAK or Pilsa SA only | Prisma SPA ( www.prismaitalia.com ), Rhine Kitchen (www.rhine - ke.com), Ginox RAK ( www.ginox.ae ) or Pilsa SA ( www.pilsa.com ) only. |  | No alternative manufacturer for this custom fabricated item | Bk2 p632 | Inset Sink for Handwash * | Inset Sink For Handwash * | area+ref
Book 2 | Level 24 - Coffee Shop Area | CSA 13a | 1 | 1 | yes | 1.00 | Equipment | 1S.2470.00.00/B | Klarco | Klarco ( www.klarco.com ). C.O.O. Italy |  | - | Bk2 p633 | Electronic Faucet with syphon/drain | Electronic Faucet With Syphon/Drain | area+ref
Book 2 | Level 24 - Coffee Shop Area | CSA 13b | 1 | 1 | yes | 1.00 | Custom Fabrication |  | Prisma SPA, Rhine Kitchen - UAE, Pilsa SA, Al Barq - Shaleej, Emainox - Filippo, Rabadh - EMAN, Ascobloc - Maik - steel - furniture, Sprint Qatar - Essam - qatar.com/, Wolf Qatar - Tony, Euro Trade Bahrain - Vassily, Masria Egypt, Ginox - UAE, Ramadi Kitchen Dubai or CCE, Quality Fabrication - UAE, Dolphin Kitchens .Al heloul al Haditha | Prisma SPA (+41 78677 6468), Rhine Kitchen - UAE (06 5326098), Pilsa SA (Pilsa.com), Al Barq - Shaleej +971547920080 http://www.albarqkitchen.com/ , Emainox - Filippo +971 56 653 3433 https://emainox.it/ , Rabadh - EMAN +966 53 871 1366 https://rabadh.com/ , Ascobloc - Maik +49 172 205 5539 https://www.ascobloc.de/en/download/stainless - steel - furniture , Sprint Qatar - Essam +974 5586 7619 https://www.sprint - qatar.com/ , Wolf Qatar - Tony +974 4444 2295, Euro Trade Bahrain - Vassily +97339911287 https://ecegroups.com/ , Masria Egypt (0020 202 - 4610 - 3325) , Ginox - UAE (07 2444567), Ramadi Kitchen Dubai (04 884 0555) or CCE (Commercial Catering Equipment Dubai) 050476 2200 info@ccedubai.com , Quality Fabrication - UAE (info@qualitygrp.net ), Dolphin Kitchens (dolphin.kitchens@yahoo.com).Al heloul al Haditha |  | No alternative manufacturer for this custom fabricated item | Bk2 p634 | Under Counter Pull Out Waste Bin * | Under Counter Pull Out Waste Bin * | area+ref
Book 2 | Level 24 - Coffee Shop Area | CSA 14 | 1 | 1 | yes | 1.00 | Custom Fabrication |  | Prisma SPA, Rhine Kitchen, Ginox RAK or Pilsa SA only | Prisma SPA ( www.prismaitalia.com ), Rhine Kitchen (www.rhine - ke.com), Ginox RAK ( www.ginox.ae ) or Pilsa SA ( www.pilsa.com ) only. |  | No alternative manufacturer for this custom fabricated item | Bk2 p635 | Inset Sink * | Inset Sink * | area+ref
Book 2 | Level 24 - Coffee Shop Area | CSA 14a | 1 | 1 | yes | 1.00 | Equipment | B - 1141 - 2 - V15 - CR | T&S Brass | T&S Brass ( www.tsbrass.com ). C.O.O. USA. | Klarco, Kraus | Klarco ( www.klarco.com ), Kraus( www.krausproducts.com ) | Bk2 p636 | FOH - Faucet and other Attachments - Sink Unit | Foh - Faucet And Other Attachments - Sink Unit | area+ref
Book 2 | Level 24 - Coffee Shop Area | CSA 15 | 2 | 2 | yes | 1.00 | Equipment |  | Infrico | Infrico ( www.infrico.com ) | Williams, Destar | Williams ( www.williams - refrigeration.co.uk)(sales@williamsdubai.ae , GINOX ( www.ginoxgroup.com ), Destar ( www.destar - refrigeration.com ) | Bk2 p637 | Undercounter Bottle Display Unit 1 Glass Door - S/S Finish 124L | Undercounter Bottle Display Unit 1 Glass Door - S/S Finish 124L cc | area+ref
Book 2 | Level 24 - Coffee Shop Area | CSA 16 | 1 | 1 | yes | 1.00 | Equipment | Panini | Roller grill | Roller grill ( www.roller - grill.com ). C.O.O. France | Waring, Avantco | Waring ( www.waringcommercialproducts.com ), Avantco ( www.avantcoequipment.com ) | Bk2 p638 | Single Panini Contact Grill | Single Panini Contact Grill | area+ref
Book 2 | Level 24 - Coffee Shop Area | CSA 17 | 1 | 1 | yes | 1.00 | Equipment | IM - 45CNE(SA) | Hoshizaki | Hoshizaki( www.hoshizaki.ae ). C.O.O. UK | Scotsman, Ice - O - Matic, Manitowoc | Scotsman( www.scotsman - ice.com ), Ice - O - Matic ( www.iceomatic.com ), Manitowoc( www.manitowocice.com ) | Bk2 p639 | Self Contained Ice Cuber 41 kg/day w/ 15kg Bin -Air Cooled | Self Contained Ice Cuber 41 Kg/Day W/ 15Kg Bin - Air Cooled | area+ref
Book 2 | Level 24 - Coffee Shop Area | CSA 17a | 1 | 1 | yes | 1.00 | Equipment | Insurice Single - i2000² System | Everpure | Everpure (www.fendtech.ae/sales@fendtech.ae). C.O.O. USA | Culligan, So - Safe | Culligan( www.culligan.com ), So - Safe ( www.sosafe.com ) | Bk2 p640 | Filter System For Under Counter Ice Production Machines | Filter System For Under Counter Ice Production Machines | area+ref
Book 2 | Level 24 - Coffee Shop Area | CSA 18 | 1 | 1 | yes | 1.00 | Equipment | Eikon E2s Classic | Merrychef | Merrychef ( www.merrychef.com ). C.O.O. USA | Turbochef | Turbochef ( www.turbochef.com ) | Bk2 p641 | High Speed Oven | High Speed Oven | area+ref
Book 2 | Level 24 - Coffee Shop Area | CSA 19 |  |  | ? | 1.00 | Equipment |  | Zip | Zip ( www.zipwater.com ) | Billi, No MoreBottles, 'Marco | Billi ( www.billi.com.au ), No MoreBottles ( www.nomorebottles.ae ), 'Marco ( www.marcobeveragesystems.com ) | Bk2 p642 | Boiled and Chilled Water Tap | Boiled And Chilled Water Tap | area+ref | BOQ qty not numeric ('')
Book 2 | Level 24 - Coffee Shop Area | CSA 19a | 1 | 1 | yes | 1.00 | Equipment | QL3i - MH System | Everpure | Everpure (www.fendtech.ae/sales@fendtech.ae). C.O.O. USA | Culligan, So - Safe | Culligan( www.culligan.com ), So - Safe ( www.sosafe.com ) | Bk2 p643 | Filter System For Water Boiler | Filter System For Water Boiler | area+ref
Book 2 | Level 24 - Coffee Shop Area | CSA 20 | 1 | 1 | yes | 1.00 | Custom Fabrication |  | Prisma SPA, Rhine Kitchen, Ginox RAK or Pilsa SA only | Prisma SPA ( www.prismaitalia.com ), Rhine Kitchen (www.rhine - ke.com), Ginox RAK ( www.ginox.ae ) or Pilsa SA ( www.pilsa.com ) only. |  | No alternative manufacturer for this custom fabricated item | Bk2 p644 | Expresso Coffee Ground Recepticle * | Expresso Coffee Ground Recepticle * | area+ref
Book 2 | Level 24 - Coffee Shop Area | CSA 21 | 1 | 1 | yes | 1.00 | Equipment |  | santos | santos( www.santos.fr ) | Ditting, Yeni | Ditting ( www.ditting.com ), Yeni | Bk2 p645 | Coffee Grinder | Coffee Grinder | area+ref
Book 2 | Level 24 - Coffee Shop Area | CSA 22 | 1 | 1 | yes | 1.00 | Equipment |  | Faema | Faema ( www.faema.com ) | conti, Bravilor | conti ( www.conti - expresso.com ), Bravilor ( www.bravilor.com ) | Bk2 p646 | 2-Group Semi-Automatic Espresso Coffee Machine | 2 - Group Semi - Automatic Espresso Coffee Machine | area+ref
Book 2 | Level 24 - Coffee Shop Area | CSA 22a | 1 | 1 | yes | 1.00 | Equipment | CLARIS system M | Everpure | Everpure (www.fendtech.ae/sales@fendtech.ae). C.O.O. USA | Culligan, So - Safe | Culligan( www.culligan.com ), So - Safe ( www.sosafe.com ) | Bk2 p647 | Filter system for espresso machines | Filter System For Espresso Machines | area+ref
Book 2 | Level 24 - Coffee Shop Area | CSA 24 | 2 | 2 | yes | 1.00 | Equipment |  | CIAM | CIAM( www.ciamweb.it ) | Destar, Williams Refrigeration, Foster | Destar ( www.destar - refrigeration.com ), Williams Refrigeration (sales@williams - dubai.com), Foster ( www.fosterrefrigerator.com ) | Bk2 p649 | Refrigerated Ventilated Display Case - Self Contained | Refrigerated Ventilated Display Case - Self Contained | area+ref
Book 2 | Level 24 - Coffee Shop Area | CSA 27 | 1 | 1 | yes | 1.00 | Equipment | Connoisseur 825 | Blendtec | Blendtec ( www.muddle - me.com/www.blendtec.com ). C.O.O. USA | Hamilton Beach, Vitamix | Hamilton Beach (www.commercial.hamiltonbeach.com),Vitamix ( www.vitamix.com ) | Bk2 p652 | Commercial Blender with Sound Enclosure - 2.1 Ltr/Jar | Commercial Blender With Sound Enclosure - 2.1 Ltr/Jar | area+ref
Book 2 | Level 24 - Coffee Shop Area | CSA 28 | 1 | 1 | yes | 1.00 | Equipment | #50 | santos | santos( www.santos.fr ). C.O.O. France | Zumex, Hamilton beach | Zumex ( www.zumex.com ), Hamilton beach ( www.hamiltonbeach.com ) | Bk2 p653 | Centrifuge Juice Extractor | Centrifuge Juice Extractor | area+ref
Book 2 | Level 24 - Coffee Shop Area | CSA 29 | 1 | 1 | yes | 1.00 | Custom Fabrication |  | Prisma SPA, Rhine Kitchen - UAE, Pilsa SA, Al Barq - Shaleej, Emainox - Filippo, Rabadh - EMAN, Ascobloc - Maik - steel - furniture, Sprint Qatar - Essam - qatar.com/, Wolf Qatar - Tony, Euro Trade Bahrain - Vassily, Masria Egypt, Ginox - UAE, Ramadi Kitchen Dubai or CCE, Quality Fabrication - UAE, Dolphin Kitchens .Al heloul al Haditha | Prisma SPA (+41 78677 6468), Rhine Kitchen - UAE (06 5326098), Pilsa SA (Pilsa.com), Al Barq - Shaleej +971547920080 http://www.albarqkitchen.com/ , Emainox - Filippo +971 56 653 3433 https://emainox.it/ , Rabadh - EMAN +966 53 871 1366 https://rabadh.com/ , Ascobloc - Maik +49 172 205 5539 https://www.ascobloc.de/en/download/stainless - steel - furniture , Sprint Qatar - Essam +974 5586 7619 https://www.sprint - qatar.com/ , Wolf Qatar - Tony +974 4444 2295, Euro Trade Bahrain - Vassily +97339911287 https://ecegroups.com/ , Masria Egypt (0020 202 - 4610 - 3325) , Ginox - UAE (07 2444567), Ramadi Kitchen Dubai (04 884 0555) or CCE (Commercial Catering Equipment Dubai) 050476 2200 info@ccedubai.com , Quality Fabrication - UAE (info@qualitygrp.net ), Dolphin Kitchens (dolphin.kitchens@yahoo.com).Al heloul al Haditha |  | No alternative manufacturer for this custom fabricated item | Bk2 p654 | Set of Drawers GN 1/1 (3 qty)- for incorporation into a base unit * | Set Of Drawers Gn 1/1 (3 Qty) - For Incorporation Into A Base Unit * | area+ref
Book 2 | Level 24 - Shisha Pantry Area | SPA 1 | 1 | 1 | yes | 1.00 | Equipment |  | Insectocutor | Insectocutor ( www.pelsis.com , hygieneproducts@tte.ae ) | Branderburg, Johnson Group | Branderburg ( www.b - one.com ), Johnson Group ( www.johnson - group.com.hk ) | Bk2 p657 | Fly Killer - 100m2 Room Coverage _To Suit Site | Fly Killer - 100M2 Room Coverage _To Suit Site | area+ref
Book 2 | Level 24 - Shisha Pantry Area | SPA 2 | 1 | 1 | yes | 1.00 | Custom Fabrication |  | Prisma SPA, Rhine Kitchen - UAE, Pilsa SA, Al Barq - Shaleej, Emainox - Filippo, Rabadh - EMAN, Ascobloc - Maik - steel - furniture, Sprint Qatar - Essam - qatar.com/, Wolf Qatar - Tony, Euro Trade Bahrain - Vassily, Masria Egypt, Ginox - UAE, Ramadi Kitchen Dubai or CCE, Quality Fabrication - UAE, Dolphin Kitchens .Al heloul al Haditha | Prisma SPA (+41 78677 6468), Rhine Kitchen - UAE (06 5326098), Pilsa SA (Pilsa.com), Al Barq - Shaleej +971547920080 http://www.albarqkitchen.com/ , Emainox - Filippo +971 56 653 3433 https://emainox.it/ , Rabadh - EMAN +966 53 871 1366 https://rabadh.com/ , Ascobloc - Maik +49 172 205 5539 https://www.ascobloc.de/en/download/stainless - steel - furniture , Sprint Qatar - Essam +974 5586 7619 https://www.sprint - qatar.com/ , Wolf Qatar - Tony +974 4444 2295, Euro Trade Bahrain - Vassily +97339911287 https://ecegroups.com/ , Masria Egypt (0020 202 - 4610 - 3325) , Ginox - UAE (07 2444567), Ramadi Kitchen Dubai (04 884 0555) or CCE (Commercial Catering Equipment Dubai) 050476 2200 info@ccedubai.com , Quality Fabrication - UAE (info@qualitygrp.net ), Dolphin Kitchens (dolphin.kitchens@yahoo.com).Al heloul al Haditha |  | No alternative manufacturer for this custom fabricated item | Bk2 p658 | Table - Wall Type with single bowl sink, undershelf and drawer nest. 2mm top _Shaped as plan* | Table - Wall Type With Single Bowl Sink, Undershelf And Drawer Nest. 2Mm Top _Shaped As Plan* | area+ref
Book 2 | Level 24 - Shisha Pantry Area | SPA 2a | 1 | 1 | yes | 1.00 | Equipment | Various (B - 0226 - V15 - WH4 + B - 3950 - 01) | T&S Brass | T&S Brass ( www.tsbrass.com ). C.O.O. USA. | Klarco, Kraus | Klarco ( www.klarco.com ), Kraus( www.krausproducts.com ) | Bk2 p659 | Faucet and other Attachments - Sink Unit | Faucet And Other Attachments - Sink Unit | area+ref
Book 2 | Level 24 - Shisha Pantry Area | SPA 5 | 2 | 2 | yes | 1.00 | Custom Fabrication |  | Prisma SPA, Rhine Kitchen - UAE, Pilsa SA, Al Barq - Shaleej, Emainox - Filippo, Rabadh - EMAN, Ascobloc - Maik - steel - furniture, Sprint Qatar - Essam - qatar.com/, Wolf Qatar - Tony, Euro Trade Bahrain - Vassily, Masria Egypt, Ginox - UAE, Ramadi Kitchen Dubai or CCE, Quality Fabrication - UAE, Dolphin Kitchens .Al heloul al Haditha | Prisma SPA (+41 78677 6468), Rhine Kitchen - UAE (06 5326098), Pilsa SA (Pilsa.com), Al Barq - Shaleej +971547920080 http://www.albarqkitchen.com/ , Emainox - Filippo +971 56 653 3433 https://emainox.it/ , Rabadh - EMAN +966 53 871 1366 https://rabadh.com/ , Ascobloc - Maik +49 172 205 5539 https://www.ascobloc.de/en/download/stainless - steel - furniture , Sprint Qatar - Essam +974 5586 7619 https://www.sprint - qatar.com/ , Wolf Qatar - Tony +974 4444 2295, Euro Trade Bahrain - Vassily +97339911287 https://ecegroups.com/ , Masria Egypt (0020 202 - 4610 - 3325) , Ginox - UAE (07 2444567), Ramadi Kitchen Dubai (04 884 0555) or CCE (Commercial Catering Equipment Dubai) 050476 2200 info@ccedubai.com , Quality Fabrication - UAE (info@qualitygrp.net ), Dolphin Kitchens (dolphin.kitchens@yahoo.com).Al heloul al Haditha |  | No alternative manufacturer for this custom fabricated item | Bk2 p662 | Stainless Steel Wall Cupboard * | Stainless Steel Wall Cupboard * | area+ref
Book 2 | Level 24 - Shisha Pantry Area | SPA 6 | 1 | 1 | yes | 1.00 | Equipment |  | Infrico | Infrico ( www.infrico.com ) | Williams, Destar | Williams ( www.williams - refrigeration.co.uk)(sales@williamsdubai.ae , GINOX ( www.ginoxgroup.com ), Destar ( www.destar - refrigeration.com ) | Bk2 p663 | Refrigerated Preparation Table - 2 Sections with 4 Drawers GN1/2 | Refrigerated Preparation Table - 2 Sections With 4 Drawers Gn1/2 | area+ref
Book 2 | Level 24 - Shisha Pantry Area | SPA 7 | 1 | 1 | yes | 1.00 | Equipment | 2620 | Rubbermaid | Rubbermaid( www.rubbermaid.com ). C.O.O. U.S.A. | Cambro, Trolly and Bin | Cambro ( www.cambro.com ), Trolly and Bin ( www.trollyandbin.co.za ) | Bk2 p664 | Mobile Waste Bin - Brute _Undercounter | Mobile Waste Bin - Brute _Undercounter | area+ref
Book 2 | Level 24 - Shisha Pantry Area | SPA 8 | 1 | 1 | yes | 1.00 | Custom Fabrication |  | Prisma SPA, Rhine Kitchen - UAE, Pilsa SA, Al Barq - Shaleej, Emainox - Filippo, Rabadh - EMAN, Ascobloc - Maik - steel - furniture, Sprint Qatar - Essam - qatar.com/, Wolf Qatar - Tony, Euro Trade Bahrain - Vassily, Masria Egypt, Ginox - UAE, Ramadi Kitchen Dubai or CCE, Quality Fabrication - UAE, Dolphin Kitchens .Al heloul al Haditha | Prisma SPA (+41 78677 6468), Rhine Kitchen - UAE (06 5326098), Pilsa SA (Pilsa.com), Al Barq - Shaleej +971547920080 http://www.albarqkitchen.com/ , Emainox - Filippo +971 56 653 3433 https://emainox.it/ , Rabadh - EMAN +966 53 871 1366 https://rabadh.com/ , Ascobloc - Maik +49 172 205 5539 https://www.ascobloc.de/en/download/stainless - steel - furniture , Sprint Qatar - Essam +974 5586 7619 https://www.sprint - qatar.com/ , Wolf Qatar - Tony +974 4444 2295, Euro Trade Bahrain - Vassily +97339911287 https://ecegroups.com/ , Masria Egypt (0020 202 - 4610 - 3325) , Ginox - UAE (07 2444567), Ramadi Kitchen Dubai (04 884 0555) or CCE (Commercial Catering Equipment Dubai) 050476 2200 info@ccedubai.com , Quality Fabrication - UAE (info@qualitygrp.net ), Dolphin Kitchens (dolphin.kitchens@yahoo.com).Al heloul al Haditha |  | No alternative manufacturer for this custom fabricated item | Bk2 p665 | Stainless Steel Mobile Cart * | Stainless Steel Mobile Cart * | area+ref
Book 2 | Level 24 - Shisha Pantry Area | SPA 9 | 1 | 1 | yes | 1.00 | Custom Fabrication |  | Prisma SPA, Rhine Kitchen - UAE, Pilsa SA, Al Barq - Shaleej, Emainox - Filippo, Rabadh - EMAN, Ascobloc - Maik - steel - furniture, Sprint Qatar - Essam - qatar.com/, Wolf Qatar - Tony, Euro Trade Bahrain - Vassily, Masria Egypt, Ginox - UAE, Ramadi Kitchen Dubai or CCE, Quality Fabrication - UAE, Dolphin Kitchens .Al heloul al Haditha | Prisma SPA (+41 78677 6468), Rhine Kitchen - UAE (06 5326098), Pilsa SA (Pilsa.com), Al Barq - Shaleej +971547920080 http://www.albarqkitchen.com/ , Emainox - Filippo +971 56 653 3433 https://emainox.it/ , Rabadh - EMAN +966 53 871 1366 https://rabadh.com/ , Ascobloc - Maik +49 172 205 5539 https://www.ascobloc.de/en/download/stainless - steel - furniture , Sprint Qatar - Essam +974 5586 7619 https://www.sprint - qatar.com/ , Wolf Qatar - Tony +974 4444 2295, Euro Trade Bahrain - Vassily +97339911287 https://ecegroups.com/ , Masria Egypt (0020 202 - 4610 - 3325) , Ginox - UAE (07 2444567), Ramadi Kitchen Dubai (04 884 0555) or CCE (Commercial Catering Equipment Dubai) 050476 2200 info@ccedubai.com , Quality Fabrication - UAE (info@qualitygrp.net ), Dolphin Kitchens (dolphin.kitchens@yahoo.com).Al heloul al Haditha |  | No alternative manufacturer for this custom fabricated item | Bk2 p666 | Shisha Charcoal Pit w/ Chimney * | Shisha Charcoal Pit W/ Chimney * | area+ref
Book 2 | Level 24 - Shisha Pantry Area | SPA 10 | 1 | 1 | yes | 1.00 | Equipment | 1883552 (Streamline) | Rubbermaid | Rubbermaid( www.rubbermaid.com ). C.O.O. U.S.A. | Carlisle, Green Revolution, Cosmoplast | Carlisle ( www.carlislefsp.com ), Green Revolution ( www.green - revolution.in ), Cosmoplast ( www.cosmoplast.com ) | Bk2 p667 | Mobile Waste Bin Slim Jim Step-On (Beige color) | Mobile Waste Bin Slim Jim Step - On (Beige Color) | area+ref
Book 2 | Level 24 - Shisha Pantry Area | SPA 11 | 1 | 1 | yes | 1.00 | Equipment | DSC - 300S - 150D/OT & DSG - 300S | DSS | DSS (dannyk88@singnet.com.sg/DSS168@hotmail.com). C.O.O. China | Aco System | Aco System ( www.aco.ae ) | Bk2 p668 | Floor Channel with Odor Trap & Grating - 350mm as per plan | Floor Channel With Odor Trap & Grating - 350Mm As Per Plan | area+ref
Book 2 | Level 24 - Shisha Pantry Area | SPA 12 | 1 | 1 | yes | 1.00 | Equipment | 806 382 | Tournus | Tournus ( www.tournus.com ). C.O.O. France | DSS, Sofinor, Eagle Group, Mechline | DSS (dss - products.com), Sofinor ( www.sofinor.com ), Eagle Group ( www.eaglegrp.com ), Mechline ( www.mechline.com ) | Bk2 p669 | Cantilevered wash hand basin - knee control | Cantilevered Wash Hand Basin - Knee Control | area+ref
Book 2 | Level 24 - Shisha Pantry Area | SPA 13 | 1 | 1 | yes | 1.00 | Equipment |  | Infrico | Infrico ( www.infrico.com ) | Williams, Destar | Williams ( www.williams - refrigeration.co.uk)(sales@williamsdubai.ae , GINOX ( www.ginoxgroup.com ), Destar ( www.destar - refrigeration.com ) | Bk2 p670 | Upright Refrigerator - 1 Door GN 2/1 - 600 lt | Upright Refrigerator - 1 Door Gn 2/1 - 600 Lt | area+ref
Book 2 | Level 24 - Shisha Pantry Area | SPA 14 | 3 | 3 | yes | 1.00 | Equipment |  | Hupfer | Hupfer ( www.hupfer.de ) | DSS, Metro, Tournus, Tonon | DSS ( www.dss - products.com / dannyk88@singnet.com.sg ), Metro ( www.intermetro.com ), Tournus ( www.tournus.com ), Tonon ( www.tonon.com ) | Bk2 p671 | Anodized Aluminium Slatted 4 Tier Rack | Anodized Aluminium Slatted 4 Tier Rack | area+ref
Book 2 | Level 24 - Outdoor Bar and Café | OBC 2 | 1 | 1 | yes | 1.00 | Equipment | [5 empty] | Bk2 p675 | Single Door Under Counter Refrigerator - 132Ltr with GN 1/1 Sliders | Single Door Under Counter Refrigerator - 132Ltr With Gn 1/1 Sliders | area+ref | no main brand stated
Book 2 | Level 24 - Outdoor Bar and Café | OBC 3 | 1 | 1 | yes | 1.00 | Equipment | [5 empty] | Bk2 p676 | Automatic Turkish Coffee maker with Double Pot | Automatic Turkish Coffee Maker With Double Pot | area+ref | no main brand stated
Book 2 | Level 24 - Outdoor Bar and Café | OBC 4 | 1 | 1 | yes | 1.00 | Equipment | [5 empty] | Bk2 p677 | Coffee Grinder | Coffee Grinder | area+ref | no main brand stated
Book 2 | Level 24 - Outdoor Bar and Café | OBC 5 | 1 | 1 | yes | 1.00 | Custom Fabrication | [5 empty] | Bk2 p678 | Expresso Coffee Ground Recepticle * | Expresso Coffee Ground Recepticle * | area+ref
Book 2 | Level 24 - Outdoor Bar and Café | OBC 6 | 1 | 1 | yes | 1.00 | Equipment | [5 empty] | Bk2 p679 | Single Door Under Counter Refrigerator - 132Ltr with GN 1/1 Sliders | Single Door Under Counter Refrigerator - 132Ltr With Gn 1/1 Sliders | area+ref | no main brand stated
Book 2 | Level 24 - Outdoor Bar and Café | OBC 7 | 1 | 1 | yes | 1.00 | Equipment | [5 empty] | Bk2 p680 | 2-Group Semi Automatic Coffee Machine | 2 - Group Semi Automatic Coffee Machine | area+ref | no main brand stated
Book 2 | Level 24 - Outdoor Bar and Café | OBC 7a | 1 | 1 | yes | 1.00 | Equipment | [5 empty] | Bk2 p681 | Filter system for espresso machines | Filter System For Espresso Machines | area+ref | no main brand stated
Book 2 | Level 24 - Outdoor Bar and Café | OBC 8 | 2 | 2 | yes | 1.00 | Equipment | [5 empty] | Bk2 p682 | Commercial Blender with Sound Enclosure - 2.1 Ltr/Jar | Commercial Blender With Sound Enclosure - 2.1 Ltr/Jar | area+ref | no main brand stated
Book 2 | Level 24 - Outdoor Bar and Café | OBC 9 | 1 | 1 | yes | 1.00 | Custom Fabrication | [5 empty] | Bk2 p683 | Set of Slides for incorporation into a base unit _for cup rack storage* | Set Of Slides For Incorporation Into A Base Unit _For Cup Rack Storage* | area+ref
Book 2 | Level 24 - Outdoor Bar and Café | OBC 10 | 1 | 1 | yes | 1.00 | Equipment | [5 empty] | Bk2 p684 | Automatic Juice Extractor | Automatic Juice Extractor | area+ref | no main brand stated
Book 2 | Level 24 - Outdoor Bar and Café | OBC 11 | 1 | 1 | yes | 1.00 | Equipment | [5 empty] | Bk2 p685 | Undercounter Dish/Glass/Tray/Cutlery Washer - 65 racks/h, 50x50 cm Rack Size | Undercounter Dish/Glass/Tray/Cutlery Washer - 65 Racks/H, 50X50 Cm Rack Size | area+ref | no main brand stated
Book 2 | Level 24 - Outdoor Bar and Café | OBC 11a | 1 | 1 | yes | 1.00 | Equipment | [5 empty] | Bk2 p686 | Filter System For Scale Prevention & Corrosion Control for Dishwasher /Glass washer | Filter System For Scale Prevention & Corrosion Control For Dishwasher /Glass Washer | area+ref | no main brand stated
Book 2 | Level 24 - Outdoor Bar and Café | OBC 12 | 1 | 1 | yes | 1.00 | Custom Fabrication | [5 empty] | Bk2 p687 | Inset Sink * | Inset Sink * | area+ref
Book 2 | Level 24 - Outdoor Bar and Café | OBC 12a | 1 | 1 | yes | 1.00 | Equipment | [5 empty] | Bk2 p688 | FOH - Faucet and other Attachments - Sink Unit | Foh - Faucet And Other Attachments - Sink Unit | area+ref | no main brand stated
Book 2 | Level 24 - Outdoor Bar and Café | OBC 13 | 1 | 1 | yes | 1.00 | Custom Fabrication | [5 empty] | Bk2 p689 | Inset Sink for Handwash * | Inset Sink For Handwash * | area+ref
Book 2 | Level 24 - Outdoor Bar and Café | OBC 13a | 1 | 1 | yes | 1.00 | Equipment | [5 empty] | Bk2 p690 | Electronic Faucet with syphon/drain | Electronic Faucet With Syphon/Drain | area+ref | no main brand stated
Book 2 | Level 24 - Outdoor Bar and Café | OBC 13b | 1 | 1 | yes | 1.00 | Custom Fabrication | [5 empty] | Bk2 p691 | Under Counter Pull Out Waste Bin * | Under Counter Pull Out Waste Bin * | area+ref
Book 2 | Level 24 - Outdoor Bar and Café | OBC 15 | 1 | 1 | yes | 1.00 | Equipment | [5 empty] | Bk2 p693 | FOH Fly Killer - Uplighter - Glueboard 25m2 Coverage | Foh Fly Killer - Uplighter - Glueboard 25M2 Coverage | area+ref | no main brand stated
Book 2 | Level 24 - Outdoor Bar and Café | OBC 16 | 1 | 1 | yes | 1.00 | Equipment | [5 empty] | Bk2 p694 | Bottle Display Unit 2 door - Under counter restricted height | Bottle Display Unit 2 Door - Under Counter Restricted Height | area+ref | no main brand stated
Book 2 | Level 24 - Outdoor Bar and Café | OBC 17 | 1 | 1 | yes | 1.00 | Equipment | [5 empty] | Bk2 p695 | Self Contained Ice Cuber Machine - 105kg /day w/ 38kg Bin(Air cooled) | Self Contained Ice Cuber Machine - 105Kg /Day W/ 38Kg Bin(Air Cooled) | area+ref | no main brand stated
Book 2 | Level 24 - Outdoor Bar and Café | OBC 17a | 1 | 1 | yes | 1.00 | Equipment | [5 empty] | Bk2 p696 | Filter System For Ice Production Machines | Filter System For Ice Production Machines | area+ref | no main brand stated
Book 2 | Level 24 - Outdoor Bar and Café | OBC 18 | 1 | 1 | yes | 1.00 | Custom Fabrication | [5 empty] | Bk2 p697 | Cocktail Unit Ice well adjacent to chopping area with waste chute and pull out bin, next to sink with blender station . * | Cocktail Unit Ice Well Adjacent To Chopping Area With Waste Chute And Pull Out Bin, Next To Sink With Blender Station . * | area+ref
Book 2 | Level 24 - Outdoor Bar and Café | OBC 19 | 1 | 1 | yes | 1.00 | Equipment | [5 empty] | Bk2 p698 | SlimJim Bottle Bin with handles, Lid and Trolley | Slimjim Bottle Bin With Handles, Lid And Trolley | area+ref | no main brand stated
Book 2 | Level 24 - Outdoor Bar and Café | OBC 20 | 1 | 1 | yes | 1.00 | Custom Fabrication | [5 empty] | Bk2 p699 | Set of Drawers GN 1/1 (3 qty)- for incorporation into a base unit * | Set Of Drawers Gn 1/1 (3 Qty) - For Incorporation Into A Base Unit * | area+ref

## Issues & Notes
Type | Book | Area | Ref | Detail
HOW TO READ THIS FILE |  |  |  | Main Brand and Approved Alternative Brands are taken VERBATIM from each item's OWN Individual Specification sheet (its own PDF page). Nothing is guessed or carried over between items.
HOW TO READ THIS FILE |  |  |  | Custom-fabricated items (marked * in the BOQ title) have no single manufacturer — Main Brand shows 'Custom fabrication'. The consultant lists these approved fabricators for such items: Prisma SPA (+41 78677 6468), Rhine Kitchen - UAE (06 5326098), Pilsa SA (Pilsa.com), Al Barq - Shaleej +971547920080 http://www.albarqkitchen.com/, Emainox - Filippo +971 56 653 3433 https://emainox.it/, Rabadh - EMAN +966 53 871 1366 https://rabadh.com/, Ascobloc - Maik +49 172 205 5539 https://www.ascobloc.de/en/download/stainless-steel-furniture, Sprint Qatar - Essam +974 5586 7619 https://www.sprint-qatar.com/, Wolf Qatar - Tony +974 4444 2295, Euro Trade Bahrain - Vassily +97339911287 https://ecegroups.com/, Masria Egypt (0020 202-4610- 3325) , Ginox - UAE (07 2444567), Ramadi Kitchen Dubai (04 884 0555) or CCE (Commercial Catering Equipment Dubai) 050476 2200 info@ccedubai.com, Quality Fabrication - UAE (info@qualitygrp.net), Dolphin Kitchens (dolphin.kitchens@yahoo.com).Al heloul al Haditha furniture LLC. only.
HOW TO READ THIS FILE |  |  |  | 'Quantity' is the BOQ quantity. It was cross-checked against each spec sheet: all numeric quantities match exactly (0 mismatches).
HOW TO READ THIS FILE |  |  |  | 71 equipment items have NO manufacturer printed on their spec sheet; Main Brand is left blank (not invented). See rows below.
HOW TO READ THIS FILE |  |  |  | 'Individual Specification (page/reference)' = the PDF page in the matching spec book, plus the consultant's internal reference.
REVIEW | Book 1 | Ground Floor - Hot Kitchen Area | MDA 8 | BOQ qty not numeric ('l') ¦ BOQ: Stainless Steel Wall Cladding *
REVIEW | Book 1 | Ground Floor - All Day Dining Area | ADD 2 | BOQ qty not numeric ('l') ¦ BOQ: By I.D Contractor -Counter tops/support, facias, wall finishes and other features by ID _For Back & Front Counters_Recessed on Sink & Induction*
REVIEW | Book 1 | Ground Floor - All Day Dining Area | ADD 45 | BOQ qty not numeric ('l') ¦ BOQ: By I.D Contractor -Counter tops/support, facias, wall finishes and other features by ID _Glass Encasement By:ID*
REVIEW | Book 1 | Ground Floor - All Day Dining Area | ADD 46 | BOQ qty not numeric ('l') ¦ BOQ: By I.D Contractor -Counter tops/support, facias, wall finishes and other features by ID Plate storage underneath the counter*
REVIEW | Book 1 | Ground Floor - Outlook Bar | RAB 19 | BOQ qty not numeric ('l') ¦ BOQ: By I.D Contractor -Counter tops/support, facias, wall finishes and other features by ID _For Front & Back Counter*
REVIEW | Book 1 | Ground Floor - Housekeeping Pantry | HPA 11 | no main brand stated ¦ BOQ: Microwave Oven - 34 ltrs _on shelf
REVIEW | Book 1 | 1st Floor-Driver's Pantry 01 | DP1 6 | no main brand stated ¦ BOQ: Microwave Oven - 34 ltrs _on shelf
REVIEW | Book 1 | 6th Floor-Driver's Pantry 06 | DP6 6 | no main brand stated ¦ BOQ: Microwave Oven - 34 ltrs _on shelf
REVIEW | Book 2 | Level 9 - Beverage Dispense | HHH 1 | BOQ qty not numeric ('l') ¦ BOQ: By MEP Contractor - Floor Grid or Floor Trap as per plan*
REVIEW | Book 2 | Level 9 - Beverage Dispense | HHH 15 | BOQ qty not numeric ('l') ¦ BOQ: By I.D Contractor -Counter tops/support, facias, wall finishes and other features by ID for Front & Back Counters*
REVIEW | Book 2 | Level 09 - Speciality Restaurant - Show Kitchen | RBD 2 | BOQ qty not numeric ('l') ¦ BOQ: By MEP Contractor - Floor Grid or Floor Trap as per plan*
REVIEW | Book 2 | Level 22 - Club Beverage Dispense | OOR 1 | BOQ qty not numeric ('l') ¦ BOQ: By MEP Contractor - Floor Grid or Floor Trap as per plan*
REVIEW | Book 2 | Level 22 - Club Beverage Dispense | OOR 9 | no main brand stated ¦ BOQ: Undercounter Bottle Display Unit 2 Glass Doors - S/S Finish 193L
REVIEW | Book 2 | Level 22 - Club Beverage Dispense | OOR 15 | BOQ qty not numeric ('l') ¦ BOQ: By I.D Contractor -Counter tops/support, facias, wall finishes and other features by ID for Front & Back Counters*
REVIEW | Book 2 | Level 22 - Club Beverage Dispense | OOR 21A | no main brand stated ¦ BOQ: FOH - Faucet and other Attachments - Sink Unit
REVIEW | Book 2 | Level 22 -Club Show Kitchen | OOS 2 | BOQ qty not numeric ('l') ¦ BOQ: By MEP Contractor - Floor Grid or Floor Trap as per plan*
REVIEW | Book 2 | Level 22 -Club Buffet Station | OOT 2 | BOQ qty not numeric ('l') ¦ BOQ: By MEP Contractor - Floor Grid or Floor Trap as per plan*
REVIEW | Book 2 | Level 22 -Club Buffet Station | OOT 15 | no main brand stated ¦ BOQ: Undercounter Bottle Display Unit 2 Glass Doors - S/S Finish 193L
REVIEW | Book 2 | Level 22-Storages | QWA 1 | no main brand stated ¦ BOQ: Floor Channel with Odor Trap & Grating - 350mm _As Per Plan
REVIEW | Book 2 | Level 22-Storages | QWA 3 | no main brand stated ¦ BOQ: Anodized Aluminium Slatted 4 Tier Rack
REVIEW | Book 2 | Level 22-Storages | QWA 4 | no main brand stated ¦ BOQ: Cold Room Water Chilled _For Chiller 6 Sq Mtr
REVIEW | Book 2 | Level 22-Storages | QWA 4a | no main brand stated ¦ BOQ: Environmental Standard( Low Power - Extended Food Life) - Mineral Absorber for Cold /Freezer Rooms
REVIEW | Book 2 | Level 22-Storages | QWA 5 | no main brand stated ¦ BOQ: Freezer Room Water Chilled _For Freezer 4.5 Sq Mtr
REVIEW | Book 2 | Level 22-Storages | QWA 5a | no main brand stated ¦ BOQ: Environmental Standard( Low Power - Extended Food Life) - Mineral Absorber for Cold /Freezer Rooms
REVIEW | Book 2 | Level 22-Storages | QWA 7 | no main brand stated ¦ BOQ: Mop Sink Storage Cabinet
REVIEW | Book 2 | Level 22-Pantry | QWB 1 | no main brand stated ¦ BOQ: Floor Channel with Odor Trap & Grating - 350mm _As Per Plan
REVIEW | Book 2 | Level 22-Pantry | QWB 1a | no main brand stated ¦ BOQ: Floor Channel with Odor Trap & Grating - 450mmx350mm _As Per Plan
REVIEW | Book 2 | Level 22-Pantry | QWB 2 | no main brand stated ¦ BOQ: Cantilevered wash hand basin - knee control
REVIEW | Book 2 | Level 22-Pantry | QWB 4a | no main brand stated ¦ BOQ: Faucet and other Attachments - Sink Unit
REVIEW | Book 2 | Level 22-Pantry | QWB 6 | no main brand stated ¦ BOQ: Saladette Unit Cap. 3x1/3 Pans and 1x1/2 pans - Stainless Cover _On Shelf
REVIEW | Book 2 | Level 22-Pantry | QWB 7 | no main brand stated ¦ BOQ: Refrigerated Preparation Table - 2 Sections with 4 Drawers GN1/2
REVIEW | Book 2 | Level 22-Pantry | QWB 8 | no main brand stated ¦ BOQ: Double Panini Contact Grill
REVIEW | Book 2 | Level 22-Pantry | QWB 13 | no main brand stated ¦ BOQ: Microwave Oven - 34 ltrs
REVIEW | Book 2 | Level 22-Pantry | QWB 16a | no main brand stated ¦ BOQ: Faucet and other Attachments - Sink Unit
REVIEW | Book 2 | Level 22-Pantry | QWB 17 | no main brand stated ¦ BOQ: Combi-Oven 11 x 1/1GN Electric _Stacking Unit
REVIEW | Book 2 | Level 22-Pantry | QWB 17a | no main brand stated ¦ BOQ: Filter System For Combi Steamers & Countertop steamers
REVIEW | Book 2 | Level 22-Pantry | QWB 18 | no main brand stated ¦ BOQ: Combi-Oven 7 x 1/1GN Electric
REVIEW | Book 2 | Level 22-Pantry | QWB 19 | no main brand stated ¦ BOQ: Ventless Hood
REVIEW | Book 2 | Level 22-Pantry | QWB 22 | no main brand stated ¦ BOQ: Undercounter Refrigerator 1 Solid Door - 150L
REVIEW | Book 2 | Level 22-Pantry | QWB 24 | no main brand stated ¦ BOQ: Mobile Waste Bin Slim Jim Step-On (Beige color)
REVIEW | Book 2 | Level 22-Pantry | QWB 25 | no main brand stated ¦ BOQ: Mobile Hot Holding Trolley Single Door - 14 GN1/1 _Some not Shown
REVIEW | Book 2 | Level 22-Pantry | QWB 26 | no main brand stated ¦ BOQ: Upright Refrigerator - 1 Door GN 2/1 - 600 lt
REVIEW | Book 2 | Level 22-Pantry | QWB 27 | no main brand stated ¦ BOQ: Upright Ice Cuber 245kg/day w/ 299kg Bin - Air Cooled (Stackable)
REVIEW | Book 2 | Level 22-Pantry | QWB 27a | no main brand stated ¦ BOQ: Filter System For Under Counter Ice Production Machines
REVIEW | Book 2 | Level 22-Pantry | QWB 28a | no main brand stated ¦ BOQ: Faucet and other Attachments - Sink Unit
REVIEW | Book 2 | Level 22-Pantry | QWB 29 | no main brand stated ¦ BOQ: Instantaneous Heated Water Boiler - 30Lt.
REVIEW | Book 2 | Level 22-Pantry | QWB 31 | no main brand stated ¦ BOQ: Fully Automatic Bean to Cup Coffee Machine - 350cups/hr.
REVIEW | Book 2 | Level 22-Pantry | QWB 31A | no main brand stated ¦ BOQ: Filter system for espresso machines
REVIEW | Book 2 | Level 22-Pantry | QWB 32 | no main brand stated ¦ BOQ: Automatic Multifruit Juicer
REVIEW | Book 2 | Level 22-Pantry | QWB 33 | no main brand stated ¦ BOQ: Undercounter Bottle Display Unit 2 Glass Doors - S/S Finish 193L
REVIEW | Book 2 | Level 22-Pantry | QWB 34 | no main brand stated ¦ BOQ: Commercial Blender with Sound Enclosure - 2.1 Ltr/Jar
REVIEW | Book 2 | Level 22-Pantry | QWB 35 | no main brand stated ¦ BOQ: Automatic Citrus Juicer with Lever
REVIEW | Book 2 | Level 22-Pantry | QWB 36 | no main brand stated ¦ BOQ: Undercounter Freezer 1 Solid Door - 150L
REVIEW | Book 2 | Level 22-Washing Area | QWC 1 | no main brand stated ¦ BOQ: Floor Channel with Odor Trap & Grating - 350mm _As Per Plan
REVIEW | Book 2 | Level 22-Washing Area | QWC 1A | no main brand stated ¦ BOQ: Floor Channel with Odor Trap & Grating - 1050mm _As Per Plan
REVIEW | Book 2 | Level 22-Washing Area | QWC 2 | no main brand stated ¦ BOQ: Cantilevered wash hand basin - knee control
REVIEW | Book 2 | Level 22-Washing Area | QWC 4 | no main brand stated ¦ BOQ: Mobile Waste Bin Slim Jim Step-On (Beige color)
REVIEW | Book 2 | Level 22-Washing Area | QWC 5a | no main brand stated ¦ BOQ: Faucet and other Attachments -Faucet plus Spray Faucet
REVIEW | Book 2 | Level 22-Washing Area | QWC 7 | no main brand stated ¦ BOQ: Mechanised Pot Scrubber
REVIEW | Book 2 | Level 22-Washing Area | QWC 8 | no main brand stated ¦ BOQ: Anodized Aluminium Slatted 4 Tier Rack
REVIEW | Book 2 | Level 22-Washing Area | QWC 11 | no main brand stated ¦ BOQ: Undercounter Dish/Glass/Tray/Cutlery Washer - 65 racks/h, 50x50 cm Rack Size
REVIEW | Book 2 | Level 22-Washing Area | QWC 11A | no main brand stated ¦ BOQ: Filter System For Scale Prevention & Corrosion Control for Dishwasher /Glass washer
REVIEW | Book 2 | Level 22-Washing Area | QWC 14A | no main brand stated ¦ BOQ: Faucet and other Attachments -Spray Faucet
REVIEW | Book 2 | Level 22-Washing Area | QWC 17 | no main brand stated ¦ BOQ: Plasma Ionisation Smell Reduction Unit
REVIEW | Book 2 | Level 22-Washing Area | QWC 18 | no main brand stated ¦ BOQ: Waste Chiller for 1 number 240 ltr containers
REVIEW | Book 2 | Level 22-Washing Area | QWC 19 | no main brand stated ¦ BOQ: Fly Killer - Ss Cover- Glueboard
REVIEW | Book 2 | Level 24 - Coffee Shop Area | CSA 19 | BOQ qty not numeric ('') ¦ BOQ: Boiled and Chilled Water Tap
REVIEW | Book 2 | Level 24 - Outdoor Bar and Café | OBC 2 | no main brand stated ¦ BOQ: Single Door Under Counter Refrigerator - 132Ltr with GN 1/1 Sliders
REVIEW | Book 2 | Level 24 - Outdoor Bar and Café | OBC 3 | no main brand stated ¦ BOQ: Automatic Turkish Coffee maker with Double Pot
REVIEW | Book 2 | Level 24 - Outdoor Bar and Café | OBC 4 | no main brand stated ¦ BOQ: Coffee Grinder
REVIEW | Book 2 | Level 24 - Outdoor Bar and Café | OBC 6 | no main brand stated ¦ BOQ: Single Door Under Counter Refrigerator - 132Ltr with GN 1/1 Sliders
REVIEW | Book 2 | Level 24 - Outdoor Bar and Café | OBC 7 | no main brand stated ¦ BOQ: 2-Group Semi Automatic Coffee Machine
REVIEW | Book 2 | Level 24 - Outdoor Bar and Café | OBC 7a | no main brand stated ¦ BOQ: Filter system for espresso machines
REVIEW | Book 2 | Level 24 - Outdoor Bar and Café | OBC 8 | no main brand stated ¦ BOQ: Commercial Blender with Sound Enclosure - 2.1 Ltr/Jar
REVIEW | Book 2 | Level 24 - Outdoor Bar and Café | OBC 10 | no main brand stated ¦ BOQ: Automatic Juice Extractor
REVIEW | Book 2 | Level 24 - Outdoor Bar and Café | OBC 11 | no main brand stated ¦ BOQ: Undercounter Dish/Glass/Tray/Cutlery Washer - 65 racks/h, 50x50 cm Rack Size
REVIEW | Book 2 | Level 24 - Outdoor Bar and Café | OBC 11a | no main brand stated ¦ BOQ: Filter System For Scale Prevention & Corrosion Control for Dishwasher /Glass washer
REVIEW | Book 2 | Level 24 - Outdoor Bar and Café | OBC 12a | no main brand stated ¦ BOQ: FOH - Faucet and other Attachments - Sink Unit
REVIEW | Book 2 | Level 24 - Outdoor Bar and Café | OBC 13a | no main brand stated ¦ BOQ: Electronic Faucet with syphon/drain
REVIEW | Book 2 | Level 24 - Outdoor Bar and Café | OBC 15 | no main brand stated ¦ BOQ: FOH Fly Killer - Uplighter - Glueboard 25m2 Coverage
REVIEW | Book 2 | Level 24 - Outdoor Bar and Café | OBC 16 | no main brand stated ¦ BOQ: Bottle Display Unit 2 door - Under counter restricted height
REVIEW | Book 2 | Level 24 - Outdoor Bar and Café | OBC 17 | no main brand stated ¦ BOQ: Self Contained Ice Cuber Machine - 105kg /day w/ 38kg Bin(Air cooled)
REVIEW | Book 2 | Level 24 - Outdoor Bar and Café | OBC 17a | no main brand stated ¦ BOQ: Filter System For Ice Production Machines
REVIEW | Book 2 | Level 24 - Outdoor Bar and Café | OBC 19 | no main brand stated ¦ BOQ: SlimJim Bottle Bin with handles, Lid and Trolley
GENERAL LINE | Book 1 | General | (none) | Cost of analysing and certifying samples of stainless steel used in custom fabrication (Qty lot) — general provision, no individual specification sheet
GENERAL LINE | Book 2 | General | (none) | Cost of analysing and certifying samples of stainless steel used in custom fabrication (Qty lot) — general provision, no individual specification sheet
SPEC-ONLY (not in BOQ) | Book 1 | Print Cover Page imput macos used | CRO 1 | By Others - Millwork - With Electrical & Telephone Points * — spec sheet p3, no matching BOQ line
SPEC-ONLY (not in BOQ) | Book 1 | Basement - Chef's Room Office | CRO 2 | By Others - Pos Machine And Or Printer _Computer* — spec sheet p4, no matching BOQ line
SPEC-ONLY (not in BOQ) | Book 1 | Basement - Chef's Room Office | CRO 4 | Spare Number * — spec sheet p6, no matching BOQ line
SPEC-ONLY (not in BOQ) | Book 1 | Basement - Chef's Room Office | CRO 5 | Spare Number * — spec sheet p7, no matching BOQ line
SPEC-ONLY (not in BOQ) | Book 1 | Basement - Storage Area | STO 6 | Spare Number * — spec sheet p13, no matching BOQ line
SPEC-ONLY (not in BOQ) | Book 1 | Basement - Seafood Preparation | SFP 16 | Spare Number * — spec sheet p32, no matching BOQ line
SPEC-ONLY (not in BOQ) | Book 1 | Basement - Seafood Preparation | SFP 19 | Spare Number * — spec sheet p35, no matching BOQ line
SPEC-ONLY (not in BOQ) | Book 1 | Basement - Meat Preparation | MPR 16 | Spare Number * — spec sheet p52, no matching BOQ line
SPEC-ONLY (not in BOQ) | Book 1 | Basement - Meat Preparation | MPR 20 | Spare Number * — spec sheet p58, no matching BOQ line
SPEC-ONLY (not in BOQ) | Book 1 | Basement - Poultry Preparation | PPR 1 | Spare Number * — spec sheet p59, no matching BOQ line
SPEC-ONLY (not in BOQ) | Book 1 | Basement - Poultry Preparation | PPR 16 | Spare Number * — spec sheet p75, no matching BOQ line
SPEC-ONLY (not in BOQ) | Book 1 | Basement - Poultry Preparation | PPR 20 | Spare Number * — spec sheet p81, no matching BOQ line
SPEC-ONLY (not in BOQ) | Book 1 | Basement - Fruit & Veg Preparation | FPR 25 | Spare Number * — spec sheet p111, no matching BOQ line
SPEC-ONLY (not in BOQ) | Book 1 | Basement - Central Washing Area | WAS 16 | Spare Number * — spec sheet p130, no matching BOQ line
SPEC-ONLY (not in BOQ) | Book 1 | Basement - Central Washing Area | WAS 20 | Spare Number * — spec sheet p134, no matching BOQ line
SPEC-ONLY (not in BOQ) | Book 1 | Basement - Potwash Area | POT 15 | Spare Number * — spec sheet p151, no matching BOQ line
SPEC-ONLY (not in BOQ) | Book 1 | Basement - Potwash Area | POT 16 | Spare Number * — spec sheet p152, no matching BOQ line
SPEC-ONLY (not in BOQ) | Book 1 | Basement - Hot Kitchen Area | MDA 10 | By Others - Pos Machine And Or Printer * — spec sheet p163, no matching BOQ line
SPEC-ONLY (not in BOQ) | Book 1 | Basement - Hot Kitchen Area | MDA 20a | By Others - Linear Diffuser - To Be Specified By Mep Consult — spec sheet p176, no matching BOQ line
SPEC-ONLY (not in BOQ) | Book 1 | Basement - Hot Kitchen Area | MDA 29a | By Others - Linear Diffuser - To Be Specified By Mep Consult — spec sheet p187, no matching BOQ line
SPEC-ONLY (not in BOQ) | Book 1 | Basement - Hot Kitchen Area | MDA 42a | By Others - Linear Diffuser - To Be Specified By Mep Consult — spec sheet p201, no matching BOQ line
SPEC-ONLY (not in BOQ) | Book 1 | Basement - Hot Kitchen Area | MDA 46 | Spare Number * — spec sheet p205, no matching BOQ line
SPEC-ONLY (not in BOQ) | Book 1 | Basement - Hot Kitchen Area | MDA 47 | Spare Number * — spec sheet p206, no matching BOQ line
SPEC-ONLY (not in BOQ) | Book 1 | Basement - Hot Kitchen Area | MDA 48 | Spare Number * — spec sheet p207, no matching BOQ line
SPEC-ONLY (not in BOQ) | Book 1 | Basement - Bakery Area | JAA 1 | By Others - Os&E - By Others - Floor Grid Or Floor Trap * — spec sheet p208, no matching BOQ line
SPEC-ONLY (not in BOQ) | Book 1 | Basement - Bakery Area | JAA 22A | By Others - Linear Diffuser - To Be Specified By Mep Consult — spec sheet p233, no matching BOQ line
SPEC-ONLY (not in BOQ) | Book 1 | Basement - Bakery Area | JAA 26A | Spare Number * — spec sheet p238, no matching BOQ line
SPEC-ONLY (not in BOQ) | Book 1 | Basement - Bakery Area | JAA 27A | Spare Number * — spec sheet p240, no matching BOQ line
SPEC-ONLY (not in BOQ) | Book 1 | Basement - Bakery Area | JAA 29 | Spare Number * — spec sheet p242, no matching BOQ line
SPEC-ONLY (not in BOQ) | Book 1 | Basement - Bakery Area | JAA 30 | Spare Number * — spec sheet p243, no matching BOQ line
SPEC-ONLY (not in BOQ) | Book 1 | Basement - Bakery Area | JAA 35 | Spare Number * — spec sheet p249, no matching BOQ line
SPEC-ONLY (not in BOQ) | Book 1 | Basement - Cold Kitchen Area | CDK 1 | Spare Number * — spec sheet p250, no matching BOQ line
SPEC-ONLY (not in BOQ) | Book 1 | Basement - Cold Kitchen Area | CDK 20 | Spare Number * — spec sheet p270, no matching BOQ line
SPEC-ONLY (not in BOQ) | Book 1 | Basement - Cold Kitchen Area | CDK 21 | By Others - Pos Machine And Or Printer * — spec sheet p271, no matching BOQ line
SPEC-ONLY (not in BOQ) | Book 1 | Basement - Cold Kitchen Area | CDK 22 | Spare Number * — spec sheet p272, no matching BOQ line
SPEC-ONLY (not in BOQ) | Book 1 | Basement - Cold Kitchen Area | CDK 26 | Spare Number * — spec sheet p277, no matching BOQ line
SPEC-ONLY (not in BOQ) | Book 1 | Basement - Room Service Assembly | RMS 15 | Spare Number * — spec sheet p295, no matching BOQ line
SPEC-ONLY (not in BOQ) | Book 1 | Basement - Room Service Assembly | RMS 22 | By Others - Millwork - With Electrical & Telephone Points * — spec sheet p303, no matching BOQ line
SPEC-ONLY (not in BOQ) | Book 1 | Basement - Room Service Assembly | RMS 23 | By Others - Pos Machine And Or Printer * — spec sheet p304, no matching BOQ line
SPEC-ONLY (not in BOQ) | Book 1 | Basement - Room Service Assembly | RMS 24 | Spare Number * — spec sheet p305, no matching BOQ line
SPEC-ONLY (not in BOQ) | Book 1 | Basement - Staff Severy Area | SDA 5 | By Others - Bread Display* — spec sheet p310, no matching BOQ line
SPEC-ONLY (not in BOQ) | Book 1 | Basement - Staff Severy Area | SDA 5a | By Others - Fruit Display* — spec sheet p311, no matching BOQ line
SPEC-ONLY (not in BOQ) | Book 1 | Basement - Staff Severy Area | SDA 14 | By Others - Cereal Dispenser* — spec sheet p320, no matching BOQ line
SPEC-ONLY (not in BOQ) | Book 1 | Basement - Staff Severy Area | SDA 17 | Spare Number * — spec sheet p323, no matching BOQ line
SPEC-ONLY (not in BOQ) | Book 1 | Basement - Staff Severy Area | SDA 18 | Spare Number * — spec sheet p324, no matching BOQ line
SPEC-ONLY (not in BOQ) | Book 1 | Basement - Staff Severy Area | SDA 19 | Spare Number * — spec sheet p325, no matching BOQ line
SPEC-ONLY (not in BOQ) | Book 1 | Basement - Receiving / De Boxing | RDA 17 | Spare Number * — spec sheet p343, no matching BOQ line
SPEC-ONLY (not in BOQ) | Book 1 | Basement - Receiving / De Boxing | RDA 18 | Spare Number * — spec sheet p344, no matching BOQ line
SPEC-ONLY (not in BOQ) | Book 1 | Basement - Waste Holding Area | WHA 13 | Spare Number * — spec sheet p357, no matching BOQ line
SPEC-ONLY (not in BOQ) | Book 1 | Basement - Waste Holding Area | WHA 14 | Spare Number * — spec sheet p358, no matching BOQ line
SPEC-ONLY (not in BOQ) | Book 1 | Basement - Waste Holding Area | WHA 15 | Spare Number * — spec sheet p359, no matching BOQ line
SPEC-ONLY (not in BOQ) | Book 1 | Basement - Laundry Production Area | LPA 48 | Spare Number * — spec sheet p408, no matching BOQ line
SPEC-ONLY (not in BOQ) | Book 1 | Basement - Laundry Production Area | LPA 49 | Spare Number * — spec sheet p409, no matching BOQ line
SPEC-ONLY (not in BOQ) | Book 1 | Basement - Uniform Exchange Area | ECL 1 | By Others - Millwork Hatch Counter* — spec sheet p410, no matching BOQ line
SPEC-ONLY (not in BOQ) | Book 1 | Basement - Uniform Exchange Area | ECL 2 | By Others - Millwork Issue Counter* — spec sheet p411, no matching BOQ line
SPEC-ONLY (not in BOQ) | Book 1 | Basement - Uniform Exchange Area | ECL 8 | By Others - Floor Grid Or Floor Trap * — spec sheet p417, no matching BOQ line
SPEC-ONLY (not in BOQ) | Book 1 | Basement - Uniform Exchange Area | ECL 9 | Spare Number * — spec sheet p418, no matching BOQ line
SPEC-ONLY (not in BOQ) | Book 1 | Basement - Uniform Exchange Area | ECL 10 | Spare Number * — spec sheet p419, no matching BOQ line
SPEC-ONLY (not in BOQ) | Book 1 | Ground Floor - Hot Kitchen Area | MDA 20a | By Others - Linear Diffuser - To Be Specified By Mep Consult — spec sheet p443, no matching BOQ line
SPEC-ONLY (not in BOQ) | Book 1 | Ground Floor - Hot Kitchen Area | MDA 31 | By Others - Pos Machine And Or Printer On Shelf* — spec sheet p456, no matching BOQ line
SPEC-ONLY (not in BOQ) | Book 1 | Ground Floor - Hot Kitchen Area | MDA 35 | Spare Number * — spec sheet p461, no matching BOQ line
SPEC-ONLY (not in BOQ) | Book 1 | Ground Floor - Hot Kitchen Area | MDA 38 | Spare Number * — spec sheet p464, no matching BOQ line
SPEC-ONLY (not in BOQ) | Book 1 | Ground Floor - Hot Kitchen Area | MDA 46 | Spare Number * — spec sheet p472, no matching BOQ line
SPEC-ONLY (not in BOQ) | Book 1 | Ground Floor - Hot Kitchen Area | MDA 47 | Spare Number * — spec sheet p473, no matching BOQ line
SPEC-ONLY (not in BOQ) | Book 1 | Ground Floor - All Day Dining Area | ADD 1 | By Others - Floor Grid Or Floor Trap * — spec sheet p474, no matching BOQ line
SPEC-ONLY (not in BOQ) | Book 1 | Ground Floor - All Day Dining Area | ADD 7 | By Others - Operator/Owner/General Contractor Supply - _Milk — spec sheet p482, no matching BOQ line
SPEC-ONLY (not in BOQ) | Book 1 | Ground Floor - All Day Dining Area | ADD 8 | By Others - Os&E - 2 Tier Bread Display * — spec sheet p483, no matching BOQ line
SPEC-ONLY (not in BOQ) | Book 1 | Ground Floor - All Day Dining Area | ADD 9 | By Others - Os&E - 2 Tier Bread Display * — spec sheet p484, no matching BOQ line
SPEC-ONLY (not in BOQ) | Book 1 | Ground Floor - All Day Dining Area | ADD 13 | Spare Number * — spec sheet p488, no matching BOQ line
SPEC-ONLY (not in BOQ) | Book 1 | Ground Floor - All Day Dining Area | ADD 15a | By Others - Linear Diffuser - To Be Specified By Mep Consult — spec sheet p491, no matching BOQ line
SPEC-ONLY (not in BOQ) | Book 1 | Ground Floor - All Day Dining Area | ADD 22a | By Others - Linear Diffuser - To Be Specified By Mep Consult — spec sheet p501, no matching BOQ line
SPEC-ONLY (not in BOQ) | Book 1 | Ground Floor - All Day Dining Area | ADD 26 | By Others -Counter Tops/Support, Facias, Wall Finishes And O — spec sheet p507, no matching BOQ line
SPEC-ONLY (not in BOQ) | Book 1 | Ground Floor - All Day Dining Area | ADD 39 | Spare Number * — spec sheet p522, no matching BOQ line
SPEC-ONLY (not in BOQ) | Book 1 | Ground Floor - All Day Dining Area | ADD 40a | Spare Number * — spec sheet p524, no matching BOQ line
SPEC-ONLY (not in BOQ) | Book 1 | Ground Floor - All Day Dining Area | ADD 42 | By Others - Operator/Owner/General Contractor Supply - Cerea — spec sheet p526, no matching BOQ line
SPEC-ONLY (not in BOQ) | Book 1 | Ground Floor - All Day Dining Area | ADD 43 | By Others - Operator/Owner/General Contractor Supply - Juice — spec sheet p527, no matching BOQ line
SPEC-ONLY (not in BOQ) | Book 1 | Ground Floor - Washing Area | AAB 21 | Spare Number * — spec sheet p555, no matching BOQ line
SPEC-ONLY (not in BOQ) | Book 1 | Ground Floor - Beverage Support | IAB 13 | Spare Number * — spec sheet p571, no matching BOQ line
SPEC-ONLY (not in BOQ) | Book 1 | Ground Floor - Beverage Support | IAB 14 | Spare Number * — spec sheet p572, no matching BOQ line
SPEC-ONLY (not in BOQ) | Book 1 | Ground Floor - Outlook Bar | RAB 6 | By Others - Pos Machine And Or Printer * — spec sheet p580, no matching BOQ line
SPEC-ONLY (not in BOQ) | Book 1 | Ground Floor - Outlook Bar | RAB 11 | By Others - Floor Grid Or Floor Trap * — spec sheet p586, no matching BOQ line
SPEC-ONLY (not in BOQ) | Book 1 | Ground Floor - Outlook Bar | RAB 20 | Spare Number * — spec sheet p598, no matching BOQ line
SPEC-ONLY (not in BOQ) | Book 1 | Ground Floor - Cold Kitchen | CLD 6 | By Others - Pos Machine And Or Printer * — spec sheet p606, no matching BOQ line
SPEC-ONLY (not in BOQ) | Book 1 | Ground Floor - Cold Kitchen | CLD 33 | Spare Number * — spec sheet p636, no matching BOQ line
SPEC-ONLY (not in BOQ) | Book 1 | Ground Floor - Cold Kitchen | CLD 34 | Spare Number * cc — spec sheet p637, no matching BOQ line
SPEC-ONLY (not in BOQ) | Book 1 | Ground Floor - Cold Kitchen | CLD 35 | Spare Number * — spec sheet p638, no matching BOQ line
SPEC-ONLY (not in BOQ) | Book 1 | Ground Floor - Lobby Lounge Bar | RBB 6 | By Others - Pos Machine And Or Printer * — spec sheet p646, no matching BOQ line
SPEC-ONLY (not in BOQ) | Book 1 | Ground Floor - Lobby Lounge Bar | RBB 19 | Spare Number * — spec sheet p663, no matching BOQ line
SPEC-ONLY (not in BOQ) | Book 1 | Ground Floor - Lobby Lounge Bar | RBB 20 | Spare Number * — spec sheet p664, no matching BOQ line
SPEC-ONLY (not in BOQ) | Book 1 | Ground Floor - Support pantry | RCA 16 | Spare Number * — spec sheet p685, no matching BOQ line
SPEC-ONLY (not in BOQ) | Book 1 | Ground Floor - Support pantry | RCA 17 | Spare Number * — spec sheet p686, no matching BOQ line
SPEC-ONLY (not in BOQ) | Book 1 | Ground Floor - Housekeeping Pantry | HPA 12 | Spare Number * — spec sheet p702, no matching BOQ line
SPEC-ONLY (not in BOQ) | Book 1 | Ground Floor - Housekeeping Pantry | HPA 13 | Spare Number * — spec sheet p703, no matching BOQ line
SPEC-ONLY (not in BOQ) | Book 1 | 1st Floor-Driver's Pantry 01 | DP1 7 | Spare Number * — spec sheet p712, no matching BOQ line
SPEC-ONLY (not in BOQ) | Book 1 | 1st Floor-Driver's Pantry 01 | DP1 8 | Spare Number * — spec sheet p713, no matching BOQ line
SPEC-ONLY (not in BOQ) | Book 1 | 6th Floor-Driver's Pantry 06 | DP6 7 | Spare Number * — spec sheet p722, no matching BOQ line
SPEC-ONLY (not in BOQ) | Book 1 | 6th Floor-Driver's Pantry 06 | DP6 8 | Spare Number * — spec sheet p723, no matching BOQ line
SPEC-ONLY (not in BOQ) | Book 2 | Level 08 - Banquet Beverage Support | BVE 17 | Spare Number * — spec sheet p53, no matching BOQ line
SPEC-ONLY (not in BOQ) | Book 2 | Level 08 - Banquet Regen & Plating Area | EPD 18A | By Others - Linear Diffuser - To Be Specified By Mep Consult — spec sheet p102, no matching BOQ line
SPEC-ONLY (not in BOQ) | Book 2 | Level 08 - Banquet Regen & Plating Area | EPD 23 | Spare Number * — spec sheet p107, no matching BOQ line
SPEC-ONLY (not in BOQ) | Book 2 | Level 08 - Holding Chiller | EHS 5 | Spare Number * — spec sheet p112, no matching BOQ line
SPEC-ONLY (not in BOQ) | Book 2 | Level 08 - Holding Chiller | EHS 6 | Spare Number * — spec sheet p113, no matching BOQ line
SPEC-ONLY (not in BOQ) | Book 2 | Level 08 - Holding Chiller | EHS 7 | Spare Number * — spec sheet p114, no matching BOQ line
SPEC-ONLY (not in BOQ) | Book 2 | Level 8 - House Keeping Pantry | QAC 10 | By Others - Linen Cart* — spec sheet p127, no matching BOQ line
SPEC-ONLY (not in BOQ) | Book 2 | Level 8 - House Keeping Pantry | QAC 11 | By Others - Housekeeping Cart* — spec sheet p128, no matching BOQ line
SPEC-ONLY (not in BOQ) | Book 2 | Level 8 - House Keeping Pantry | QAC 13 | Spare Number * — spec sheet p130, no matching BOQ line
SPEC-ONLY (not in BOQ) | Book 2 | Level 08 - Holding Chiller | EHS 5 | Spare Number * — spec sheet p135, no matching BOQ line
SPEC-ONLY (not in BOQ) | Book 2 | Level 08 - Holding Chiller | EHS 6 | Spare Number * — spec sheet p136, no matching BOQ line
SPEC-ONLY (not in BOQ) | Book 2 | Level 9 - Beverage Dispense | HHH 17 | By Others - Pos Machine And Or Printer * — spec sheet p158, no matching BOQ line
SPEC-ONLY (not in BOQ) | Book 2 | Level 9 - Beverage Dispense | HHH 23 | Spare Number * — spec sheet p166, no matching BOQ line
SPEC-ONLY (not in BOQ) | Book 2 | Level 09 - Speciality Restaurant - Hot Kitchen Area | RHK 41 | Spare Number * — spec sheet p214, no matching BOQ line
SPEC-ONLY (not in BOQ) | Book 2 | Level 09 - Speciality Restaurant - Hot Kitchen Area | RHK 42 | Spare Number * — spec sheet p215, no matching BOQ line
SPEC-ONLY (not in BOQ) | Book 2 | Level 09 - Speciality Restauran Washing Area | CWA 23 | Spare Number * — spec sheet p242, no matching BOQ line
SPEC-ONLY (not in BOQ) | Book 2 | Level 09 - Speciality Restaurant - Show Kitchen | RBD 1 | By Others - Counter Tops/Support, Facias, Wall Finishes And — spec sheet p243, no matching BOQ line
SPEC-ONLY (not in BOQ) | Book 2 | Level 09 - Speciality Restaurant - Show Kitchen | RBD 11 | By Others - Counter Tops/Support, Facias, Wall Finishes And — spec sheet p256, no matching BOQ line
SPEC-ONLY (not in BOQ) | Book 2 | Level 09 - Speciality Restaurant - Show Kitchen | RBD 13 | By Others - Heat Lamp - Id Supply * — spec sheet p260, no matching BOQ line
SPEC-ONLY (not in BOQ) | Book 2 | Level 09 - Speciality Restaurant - Show Kitchen | RBD 14 | Spare Number * — spec sheet p261, no matching BOQ line
SPEC-ONLY (not in BOQ) | Book 2 | Level 09 - Speciality Restaurant - Show Kitchen | RBD 15 | Spare Number * — spec sheet p262, no matching BOQ line
SPEC-ONLY (not in BOQ) | Book 2 | Level 09 - Speciality Restaurant - Show Kitchen | RBD 16 | Spare Number * — spec sheet p263, no matching BOQ line
SPEC-ONLY (not in BOQ) | Book 2 | Level 9 - chef's room | CHE 1 | By Others - Millwork * — spec sheet p264, no matching BOQ line
SPEC-ONLY (not in BOQ) | Book 2 | Level 9 - chef's room | CHE 3 | Spare Number * — spec sheet p266, no matching BOQ line
SPEC-ONLY (not in BOQ) | Book 2 | Level 9 - chef's room | CHE 4 | Spare Number * — spec sheet p267, no matching BOQ line
SPEC-ONLY (not in BOQ) | Book 2 | Level 09 - Janitor Room | NGC 6 | Spare Number * — spec sheet p273, no matching BOQ line
SPEC-ONLY (not in BOQ) | Book 2 | Level 09 - Janitor Room | NGC 7 | Spare Number * — spec sheet p274, no matching BOQ line
SPEC-ONLY (not in BOQ) | Book 2 | Level 09 - General Storage | NGA 6 | Spare Number * — spec sheet p280, no matching BOQ line
SPEC-ONLY (not in BOQ) | Book 2 | Level 09 - General Storage | NGA 7 | Spare Number * — spec sheet p281, no matching BOQ line
SPEC-ONLY (not in BOQ) | Book 2 | Level 09 - Cold Kitchen | NGB 27 | Spare Number * — spec sheet p312, no matching BOQ line
SPEC-ONLY (not in BOQ) | Book 2 | Level 09 - Meeting Room Pantry | MRP 10 | Spare Number * — spec sheet p325, no matching BOQ line
SPEC-ONLY (not in BOQ) | Book 2 | Level 09 - Meeting Room Pantry | MRP 33 | Spare Number * — spec sheet p353, no matching BOQ line
SPEC-ONLY (not in BOQ) | Book 2 | Level 09 - Meeting Room Pantry | MRP 34 | Spare Number * — spec sheet p354, no matching BOQ line
SPEC-ONLY (not in BOQ) | Book 2 | Level 09 - Meeting Room Pantry | MRP 48 | Spare Number * — spec sheet p371, no matching BOQ line
SPEC-ONLY (not in BOQ) | Book 2 | Level 09 - Meeting Room Pantry | MRP 49 | Spare Number * — spec sheet p372, no matching BOQ line
SPEC-ONLY (not in BOQ) | Book 2 | Level 10 - 22 Typical - House Keeping Pantry | MAK 10 | By Others - Linen Cart* — spec sheet p385, no matching BOQ line
SPEC-ONLY (not in BOQ) | Book 2 | Level 10 - 22 Typical - House Keeping Pantry | MAK 11 | By Others - Housekeeping Cart* — spec sheet p386, no matching BOQ line
SPEC-ONLY (not in BOQ) | Book 2 | Level 10 - 22 Typical - House Keeping Pantry | MAK 13 | Spare Number * — spec sheet p388, no matching BOQ line
SPEC-ONLY (not in BOQ) | Book 2 | Level 10 - 22 Typical - House Keeping Pantry | MAK 14 | Spare Number * — spec sheet p389, no matching BOQ line
SPEC-ONLY (not in BOQ) | Book 2 | Level 22 - Club Beverage Dispense | OOR 17 | By Others - Pos Machine And Or Printer * — spec sheet p411, no matching BOQ line
SPEC-ONLY (not in BOQ) | Book 2 | Level 22 - Club Beverage Dispense | OOR 23 | Spare Number * — spec sheet p419, no matching BOQ line
SPEC-ONLY (not in BOQ) | Book 2 | Level 22 - Club Show Kitchen | OOS 1 | By Others - Counter Tops/Support, Facias, Wall Finishes And — spec sheet p420, no matching BOQ line
SPEC-ONLY (not in BOQ) | Book 2 | Level 22 - Club Show Kitchen | OOS 16a | By Others - Linear Diffuser - To Be Specified By Mep Consult — spec sheet p439, no matching BOQ line
SPEC-ONLY (not in BOQ) | Book 2 | Level 22 - Club Show Kitchen | OOS 19 | By Others - Counter Tops/Support, Facias, Wall Finishes And — spec sheet p442, no matching BOQ line
SPEC-ONLY (not in BOQ) | Book 2 | Level 22 - Club Show Kitchen | OOS 21 | By Others - Heat Lamp - Id Supply * — spec sheet p446, no matching BOQ line
SPEC-ONLY (not in BOQ) | Book 2 | Level 22 - Club Show Kitchen | OOS 23 | Spare Number * — spec sheet p448, no matching BOQ line
SPEC-ONLY (not in BOQ) | Book 2 | Level 22 - Club Show Kitchen | OOS 24 | Spare Number * — spec sheet p449, no matching BOQ line
SPEC-ONLY (not in BOQ) | Book 2 | Level 22 - Club Show Kitchen | OOS 25 | Spare Number * — spec sheet p450, no matching BOQ line
SPEC-ONLY (not in BOQ) | Book 2 | Level 22 - Club Buffet Station | OOT 1 | By Others - Counter Tops/Support, Facias, Wall Finishes And — spec sheet p451, no matching BOQ line
SPEC-ONLY (not in BOQ) | Book 2 | Level 22 - Club Buffet Station | OOT 8 | By Others - Bread Display* — spec sheet p461, no matching BOQ line
SPEC-ONLY (not in BOQ) | Book 2 | Level 22 - Club Buffet Station | OOT 13 | By Others - Juice Dispenser* — spec sheet p468, no matching BOQ line
SPEC-ONLY (not in BOQ) | Book 2 | Level 22 - Club Buffet Station | OOT 16 | Spare Number * — spec sheet p471, no matching BOQ line
SPEC-ONLY (not in BOQ) | Book 2 | Level 22 - Storages | QWA 8 | Spare Number * — spec sheet p481, no matching BOQ line
SPEC-ONLY (not in BOQ) | Book 2 | Level 22 - Storages | QWA 9 | Spare Number * — spec sheet p482, no matching BOQ line
SPEC-ONLY (not in BOQ) | Book 2 | Level 22 - Pantry | QWB 9 | By Others - Pos Machine And Or Printer _On Shelf* — spec sheet p493, no matching BOQ line
SPEC-ONLY (not in BOQ) | Book 2 | Level 22 - Pantry | QWB 30 | Spare Number * — spec sheet p518, no matching BOQ line
SPEC-ONLY (not in BOQ) | Book 2 | Level 22 - Pantry | QWB 37 | Spare Number * — spec sheet p526, no matching BOQ line
SPEC-ONLY (not in BOQ) | Book 2 | Level 22 - Washing Area | QWC 20 | Spare Number * — spec sheet p551, no matching BOQ line
SPEC-ONLY (not in BOQ) | Book 2 | Level 22 - Washing Area | QWC 21 | Spare Number * — spec sheet p552, no matching BOQ line
SPEC-ONLY (not in BOQ) | Book 2 | Level 24 - Speciality Restaurant - Steak House | SRS 9a | By Others - Linear Diffuser - To Be Specified By Mep Consult — spec sheet p564, no matching BOQ line
SPEC-ONLY (not in BOQ) | Book 2 | Level 24 - Speciality Restaurant - Steak House | SRS 35a | By Others - Linear Diffuser - To Be Specified By Mep Consult — spec sheet p599, no matching BOQ line
SPEC-ONLY (not in BOQ) | Book 2 | Level 24 - Speciality Restaurant - Steak House | SRS 38 | By Others - Heat Lamp* — spec sheet p602, no matching BOQ line
SPEC-ONLY (not in BOQ) | Book 2 | Level 24 - Speciality Restaurant - Steak House | SRS 39 | By Others - Counter Tops/Support, Facias, Wall Finishes And — spec sheet p603, no matching BOQ line
SPEC-ONLY (not in BOQ) | Book 2 | Level 24 - Speciality Restaurant - Steak House | SRS 41 | By Others - Floor Grid Or Floor Trap _As Per Plan* — spec sheet p605, no matching BOQ line
SPEC-ONLY (not in BOQ) | Book 2 | Level 24 - Speciality Restaurant - Steak House | SRS 42 | Spare Number * — spec sheet p606, no matching BOQ line
SPEC-ONLY (not in BOQ) | Book 2 | Level 24 - Speciality Restaurant - Steak House | SRS 49a | By Others - Linear Diffuser - To Be Specified By Mep Consult — spec sheet p614, no matching BOQ line
SPEC-ONLY (not in BOQ) | Book 2 | Level 24 - Speciality Restaurant - Steak House | SRS 50 | Spare Number * — spec sheet p615, no matching BOQ line
SPEC-ONLY (not in BOQ) | Book 2 | Level 24 - Speciality Restaurant - Steak House | SRS 51 | Spare Number * — spec sheet p616, no matching BOQ line
SPEC-ONLY (not in BOQ) | Book 2 | Level 24 - Coffee Shop Area | CSA 1a | By Others - Floor Grid Or Floor Trap _As Per Plan* — spec sheet p618, no matching BOQ line
SPEC-ONLY (not in BOQ) | Book 2 | Level 24 - Coffee Shop Area | CSA 12 | By Others - Counter Tops/Support, Facias, Wall Finishes And — spec sheet p631, no matching BOQ line
SPEC-ONLY (not in BOQ) | Book 2 | Level 24 - Coffee Shop Area | CSA 23 | By Others - _Bread Display* — spec sheet p648, no matching BOQ line
SPEC-ONLY (not in BOQ) | Book 2 | Level 24 - Coffee Shop Area | CSA 25 | By Others - _Fruit Display* — spec sheet p650, no matching BOQ line
SPEC-ONLY (not in BOQ) | Book 2 | Level 24 - Coffee Shop Area | CSA 26 | By Others - Pos Machine And Or Printer * — spec sheet p651, no matching BOQ line
SPEC-ONLY (not in BOQ) | Book 2 | Level 24 - Coffee Shop Area | CSA 30 | Spare Number * — spec sheet p655, no matching BOQ line
SPEC-ONLY (not in BOQ) | Book 2 | Level 24 - Coffee Shop Area | CSA 31 | Spare Number * — spec sheet p656, no matching BOQ line
SPEC-ONLY (not in BOQ) | Book 2 | Level 24 - Shisha Pantry Area | SPA 3 | Spare Number * — spec sheet p660, no matching BOQ line
SPEC-ONLY (not in BOQ) | Book 2 | Level 24 - Shisha Pantry Area | SPA 4 | By Others - Pos Machine And Or Printer * — spec sheet p661, no matching BOQ line
SPEC-ONLY (not in BOQ) | Book 2 | Level 24 - Shisha Pantry Area | SPA 15 | Spare Number * — spec sheet p672, no matching BOQ line
SPEC-ONLY (not in BOQ) | Book 2 | Level 24 - Shisha Pantry Area | SPA 16 | Spare Number * — spec sheet p673, no matching BOQ line
SPEC-ONLY (not in BOQ) | Book 2 | Level 24 - Outdoor Bar and Café | OBC 1 | By Others - Counter Tops/Support, Facias, Wall Finishes And — spec sheet p674, no matching BOQ line
SPEC-ONLY (not in BOQ) | Book 2 | Level 24 - Outdoor Bar and Café | OBC 14 | By Others - Floor Grid Or Floor Trap _As Per Plan* — spec sheet p692, no matching BOQ line
SPEC-ONLY (not in BOQ) | Book 2 | Level 24 - Outdoor Bar and Café | OBC 21 | By Others - Os&E - Pos Machine And Or Printer * — spec sheet p700, no matching BOQ line
SPEC-ONLY (not in BOQ) | Book 2 | Level 24 - Outdoor Bar and Café | OBC 22 | Spare Number * — spec sheet p701, no matching BOQ line
SPEC-ONLY (not in BOQ) | Book 2 | Level 24 - Outdoor Bar and Café | OBC 23 | Spare Number * — spec sheet p702, no matching BOQ line